## Sheet1
Item Number | PART CODE | PART DECRIPTION | ESTIMATED VOLUME | PRICE INCLUDING VAT KLEINMOND | PRICE INCLUDING VAT HERMANUS | PRICE INCLUDING VAT GANSBAAI
1.1.1. | 20P001 | UPVC Pipe Class 6 Socketed Per 6 Meter Length 63mm | 75
1.1.2. | 20P002 | UPVC Pipe Class 6 Socketed Per 6 Meter Length 75mm | 5
1.1.3. | 20P003 | UPVC Pipe Class 6 Socketed Per 6 Meter Length 90mm | 15
1.1.4. | 20P004 | UPVC Pipe Class 6 Socketed Per 6 Meter Length 110mm | 35
1.1.5. | 20P005 | UPVC Pipe Class 6 Socketed Per 6 Meter Length 160mm | 15
1.2.1. | Non Stock | uPVC Pipe Class 9 Socketed Per 6 Meter Length 63mm | 1
1.2.2. | Non Stock | uPVC Pipe Class 9 Socketed Per 6 Meter Length 75mm | 1
1.2.3. | Non Stock | uPVC Pipe Class 9 Socketed Per 6 Meter Length 90mm | 1
1.2.4. | Non Stock | uPVC Pipe Class 9 Socketed Per 6 Meter Length 110mm | 1
1.2.5. | Non Stock | uPVC Pipe Class 9 Socketed Per 6 Meter Length 160mm | 1
1.2.6. | Non Stock | uPVC Pipe Class 9 Socketed Per 6 Meter Length 200mm | 1
1.2.7. | Non Stock | uPVC Pipe Class 9 Socketed Per 6 Meter Length 250mm | 1
1.2.8. | Non Stock | uPVC Pipe Class 9 Socketed Per 6 Meter Length 315mm | 1
1.3.1. | 11P201 | uPVC Pipe Class 12 Socketed / 6 Meter Length 63mm | 95
1.3.2. | 11P202 | uPVC Pipe Class 12 Socketed / 6 Meter Length 75mm | 30
1.3.3. | 11P204 | uPVC Pipe Class 12 Socketed / 6 Meter Length 90mm | 35
1.3.4. | 11P205 | uPVC Pipe Class 12 Socketed / 6 Meter Length110mm | 90
1.3.5. | 11P206 | uPVC Pipe Class 12 Socketed / 6 Meter Length160mm | 15
1.3.6. | Non Stock | uPVC Pipe Class 12 Socketed / 6 Meter Length200mm | 1
1.3.7. | 11P207 | uPVC Pipe Class 12 Socketed / 6 Meter Length250mm | 2
1.3.8. | 11P208 | uPVC Pipe Class 12 Socketed / 6 Meter Length315mm | 2
1.4.1. | 11P100 | UPVC Pipe Class 12: Bell Mounted Pipe / 4 Meter Length 63mm | 25
1.4.2. | 11P101 | UPVC Pipe Class 12: Bell Mounted Pipe / 4 Meter Length 75mm | 40
1.4.3. | Non Stock | UPVC Pipe Class 12: Bell Mounted Pipe / 4 Meter Length 90mm | 2
1.4.4. | 11P102 | UPVC Pipe Class 12: Bell Mounted Pipe / 4 Meter Length 110mm | 35
1.4.5. | 11P103 | UPVC Pipe Class 12: Bell Mounted Pipe / 4 Meter Length 125mm | 5
1.4.6. | 11P104 | UPVC Pipe Class 12: Bell Mounted Pipe / 4 Meter Length 160mm | 30
1.4.7. | 11P105 | UPVC Pipe Class 12: Bell Mounted Pipe / 4 Meter Length 200mm | 11
1.4.8. | 11P005 | UPVC Pipe Class 12: Bell Mounted Pipe / 4 Meter Length 250mm | 1
1.4.9. | Non Stock | UPVC Pipe Class 12: Bell Mounted Pipe / 4 Meter Length 315mm | 1
1.5.1. | 30P001 | SUBSOIL POLY-DRAINAGE PIPES / 6M 160MM | 10
1.6.2. | 30P200 | STORM-WATER PIPES HDPE SPIGOT AND SOCKET HIGH-DENSITY POLYETHYLENE RESIN STRUCTURED WALL STORM-WATER PIPES 4 KN 300MM Ø (DIAMETER) X 6M | 10
1.6.3. | 30P201 | STORM-WATER PIPES HDPE SPIGOT AND SOCKET HIGH-DENSITY POLYETHYLENE RESIN STRUCTURED WALL STORM-WATER PIPES 4 KN 450MM Ø (DIAMETER) X 6M | 10
1.6.4. | Non Stock | STORM-WATER PIPES HDPE SPIGOT AND SOCKET HIGH-DENSITY POLYETHYLENE RESIN STRUCTURED WALL STORM-WATER PIPES 4 KN 600MM Ø (DIAMETER) X 6M | 10
1.7.2. | Non Stock | STORM-WATER PIPES CONCRETE CONCRETE SPIGOT AND SOCKET PIPE - SANS 677 - CLASS 100D 300MM Ø (DIAMETER) X 2.4M | 10
1.7.3. | Non Stock | STORM-WATER PIPES CONCRETE CONCRETE SPIGOT AND SOCKET PIPE - SANS 677 - CLASS 100D 375MM Ø (DIAMETER) X 2.4M | 10
1.7.4. | Non Stock | STORM-WATER PIPES CONCRETE CONCRETE SPIGOT AND SOCKET PIPE - SANS 677 - CLASS 100D 450MM Ø (DIAMETER) X 2.4M | 10
1.7.5. | Non Stock | STORM-WATER PIPES CONCRETE CONCRETE SPIGOT AND SOCKET PIPE - SANS 677 - CLASS 100D 525MM Ø (DIAMETER) X 2.4M | 10
1.7.6. | Non Stock | STORM-WATER PIPES CONCRETE CONCRETE SPIGOT AND SOCKET PIPE - SANS 677 - CLASS 100D 600MM Ø (DIAMETER) X 2.4M | 10
1.8.1. | 20B001 | UPVC BENDS 11.25º CLASS 6 SOLVENT WELD 63MM | 10
1.8.2. | Non Stock | UPVC BENDS 11.25º CLASS 6 SOLVENT WELD 75MM | 1
1.8.3. | Non Stock | UPVC BENDS 11.25º CLASS 6 SOLVENT WELD 90MM | 1
1.8.4. | Non Stock | UPVC BENDS 11.25º CLASS 6 SOLVENT WELD 110MM | 1
1.8.5. | Non Stock | UPVC BENDS 11.25º CLASS 6 SOLVENT WELD 160MM | 1
1.9.1. | 20B002 | UPVC BENDS 22.5º CLASS 6 SOLVENT WELD 63MM | 55
1.9.2. | 20B005 | UPVC BENDS 22.5º CLASS 6 SOLVENT WELD 75MM | 5
1.9.3. | 20B008 | UPVC BENDS 22.5º CLASS 6 SOLVENT WELD 90MM | 5
1.9.4. | 20B011 | UPVC BENDS 22.5º CLASS 6 SOLVENT WELD 110MM | 15
1.9.5. | Non Stock | UPVC BENDS 22.5º CLASS 6 SOLVENT WELD 160MM | 2
1.10.1. | 20B003 | UPVC BENDS 45º CLASS 6 SOLVENT WELD 63MM | 65
1.10.2. | 20B006 | UPVC BENDS 45º CLASS 6 SOLVENT WELD 75MM | 5
1.10.3. | 20B009 | UPVC BENDS 45º CLASS 6 SOLVENT WELD 90MM | 5
1.10.4. | 20B012 | UPVC BENDS 45º CLASS 6 SOLVENT WELD 110MM | 25
1.10.5. | Non Stock | UPVC BENDS 45º CLASS 6 SOLVENT WELD 160MM | 5
1.11.1. | 20B004 | UPVC BENDS 90º CLASS 6 SOLVENT WELD 63MM | 85
1.11.2. | 20B007 | UPVC BENDS 90º CLASS 6 SOLVENT WELD 75MM | 2
1.11.3. | 20B010 | UPVC BENDS 90º CLASS 6 SOLVENT WELD 90MM | 2
1.11.4. | 20B014 | UPVC BENDS 90º CLASS 6 SOLVENT WELD 110MM | 2
1.11.5. | Non Stock | UPVC BENDS 90º CLASS 6 SOLVENT WELD 160MM | 2
1.12.1. | Non Stock | UPVC BENDS 11.25º CLASS 12 SOCKETED 63MM | 2
1.12.2. | Non Stock | UPVC BENDS 11.25º CLASS 12 SOCKETED 75MM | 2
1.12.3. | Non Stock | UPVC BENDS 11.25º CLASS 12 SOCKETED 90MM | 2
1.12.4. | Non Stock | UPVC BENDS 11.25º CLASS 12 SOCKETED 110MM | 2
1.12.5. | Non Stock | UPVC BENDS 11.25º CLASS 12 SOCKETED 160MM | 2
1.13.1. | Non Stock | UPVC BENDS 22.5º CLASS 12 SOCKETED 63MM | 2
1.13.2. | Non Stock | UPVC BENDS 22.5º CLASS 12 SOCKETED 75MM | 2
1.13.3. | Non Stock | UPVC BENDS 22.5º CLASS 12 SOCKETED 90MM | 2
1.13.4. | Non Stock | UPVC BENDS 22.5º CLASS 12 SOCKETED 110MM | 2
1.13.5. | Non Stock | UPVC BENDS 22.5º CLASS 12 SOCKETED 160MM | 2
1.14.1. | Non Stock | UPVC BENDS 45º CLASS 12 SOCKETED 63MM | 2
1.14.2. | Non Stock | UPVC BENDS 45º CLASS 12 SOCKETED 75MM | 2
1.14.3. | Non Stock | UPVC BENDS 45º CLASS 12 SOCKETED 90MM | 2
1.14.4. | Non Stock | UPVC BENDS 45º CLASS 12 SOCKETED 110MM | 2
1.14.5. | 11B100 | UPVC BENDS 45º CLASS 12 SOCKETED 160MM | 6
1.15.1. |  | UPVC BENDS 90º CLASS 12 SOCKETED 63MM | 2
1.15.2. | Non Stock | UPVC BENDS 90º CLASS 12 SOCKETED 75MM | 2
1.15.3. | Non Stock | UPVC BENDS 90º CLASS 12 SOCKETED 90MM | 2
1.15.4. | Non Stock | UPVC BENDS 90º CLASS 12 SOCKETED 110MM | 2
1.15.5. | Non Stock | UPVC BENDS 90º CLASS 12 SOCKETED 160MM | 2
1.16.1. | 20S100 | END CAPS - UPVC CLASS 6 SOLVENT WELD 63MM | 90
1.16.2. | 20S101 | END CAPS - UPVC CLASS 6 SOLVENT WELD 75MM | 5
1.16.3. | 20S102 | END CAPS - UPVC CLASS 6 SOLVENT WELD 90MM | 5
1.16.4. | 20S103 | END CAPS - UPVC CLASS 6 SOLVENT WELD 110MM | 20
1.16.5. | 20S104 | END CAPS - UPVC CLASS 6 SOLVENT WELD 160MM | 5
1.17.1. | 20R001 | REDUCERS - PVC CLASS 6 75MM TO 63MM | 2
1.17.2. | 20R002 | REDUCERS - PVC CLASS 6 90MM TO 63MM | 2
1.17.3. | 20R003 | REDUCERS - PVC CLASS 6 90MM TO 75MM | 2
1.17.4. | 20R004 | REDUCERS - PVC CLASS 6 110MM TO 63MM | 2
1.17.5. | 20R005 | REDUCERS - PVC CLASS 6 110MM TO 75MM | 2
1.17.6. | 20R006 | REDUCERS - PVC CLASS 6 110MM TO 90MM | 2
1.18.1. | Non Stock | REDUCERS - PVC CLASS 12 75MM TO 63MM | 2
1.18.2. | Non Stock | REDUCERS - PVC CLASS 12 90MM TO 63MM | 2
1.18.3. | Non Stock | REDUCERS - PVC CLASS 12 110MM TO 63MM | 2
1.18.4. | Non Stock | REDUCERS - PVC CLASS 12 90MM TO 75MM | 2
1.18.5. | Non Stock | REDUCERS - PVC CLASS 12 110MM TO 75MM | 2
1.18.6. | Non Stock | REDUCERS - PVC CLASS 12 110MM TO 90MM | 2
1.19.1. | 11R305 | PVC REPAIR COUPLINGS CLASS 12 63MM | 5
1.19.2. | 11R301 | PVC REPAIR COUPLINGS CLASS 12 75MM | 12
1.19.3. | 11R302 | PVC REPAIR COUPLINGS CLASS 12 90MM | 5
1.19.4. | 11R303 | PVC REPAIR COUPLINGS CLASS 12 110MM | 6
1.19.5. | 11R304 | PVC REPAIR COUPLINGS CLASS 12 160MM | 6
1.19.6. | 11R305 | PVC REPAIR COUPLINGS CLASS 12 200MM | 1
1.19.7. | 11R306 | PVC REPAIR COUPLINGS CLASS 12 315MM | 1
1.20.1. | 20S001 | PVC SOCKETS CLASS 6 SOLVENT WELD 63MM | 60
1.20.2. | 20S002 | PVC SOCKETS CLASS 6 SOLVENT WELD 75MM | 2
1.20.3. | 20S003 | PVC SOCKETS CLASS 6 SOLVENT WELD 90MM | 5
1.20.4. | 20S004 | PVC SOCKETS CLASS 6 SOLVENT WELD 110MM | 25
1.20.5. | Non Stock | PVC SOCKETS CLASS 6 SOLVENT WELD 160MM | 1
1.21.1. | 11A002 | PVC TO AC ADAPTORS CLASS 12 63 MM PVC TO 50 MM AC | 50
1.21.2. | 11A003 | PVC TO AC ADAPTORS CLASS 12 75 MM PVC TO 75 MM AC | 50
1.21.3. | 11A005 | PVC TO AC ADAPTORS CLASS 12 90 MM PVC TO 100 MM AC | 10
1.21.4. | 11A006 | PVC TO AC ADAPTORS CLASS 12 110 MM PVC TO 100 MM AC | 70
1.21.5. | Non Stock | PVC TO AC ADAPTORS CLASS 12 110 MM PVC TO 125 MM AC | 1
1.21.6. | 11A007 | PVC TO AC ADAPTORS CLASS 12 160 MM PVC TO 150 MM AC | 30
1.21.7. | 11A008 | PVC TO AC ADAPTORS CLASS 12 200 MM PVC TO 200 MM AC | 5
1.21.8. | 11A009 | PVC TO AC ADAPTORS CLASS 12 200 MM PVC TO 225 MM AC | 1
1.21.9. | 11A010 | PVC TO AC ADAPTORS CLASS 12 250 MM PVC TO 250 MM AC | 2
1.21.10. | 11A100 | PVC TO AC ADAPTORS CLASS 12 315 MM PVC TO 345 MM AC | 2
1.22.1. | 20Y001 | Y-JUNCTIONS CLASS 6 63MM X 63MM | 40
1.22.2. | 20Y003 | Y-JUNCTIONS CLASS 6 75MM X 75MM | 3
1.22.3. | 20Y006 | Y-JUNCTIONS CLASS 6 90MM X 90MM | 3
1.22.4. | 20Y007 | Y-JUNCTIONS CLASS 6 110MM X 110MM | 12
1.22.5. | 20Y002 | Y-JUNCTIONS CLASS 6 75MM X 63MM | 3
1.22.6. | 20Y004 | Y-JUNCTIONS CLASS 6 90MM X 63MM | 20
1.22.7. | 20Y008 | Y-JUNCTIONS CLASS 6 110MM X 63MM | 15
1.22.8. | 20Y005 | Y-JUNCTIONS CLASS 6 90MM X 75MM | 10
1.22.9. | Non Stock | Y-JUNCTIONS CLASS 6 110MM X 75MM | 1
1.22.10. | 20Y009 | Y-JUNCTIONS CLASS 6 110MM X 90MM | 5
1.23.1. | Non Stock | Y-JUNCTIONS CLASS 12 63MM X 63MM | 2
1.23.2. | Non Stock | Y-JUNCTIONS CLASS 12 75MM X 75MM | 2
1.23.3. | Non Stock | Y-JUNCTIONS CLASS 12 90MM X 90MM | 2
1.23.4. | Non Stock | Y-JUNCTIONS CLASS 12 110MM X 110MM | 2
1.23.5. | Non Stock | Y-JUNCTIONS CLASS 12 75MM X 63MM | 2
1.23.6. | Non Stock | Y-JUNCTIONS CLASS 12 90MM X 63MM | 2
1.23.7. | Non Stock | Y-JUNCTIONS CLASS 12 110MM X 63MM | 2
1.23.8. | Non Stock | Y-JUNCTIONS CLASS 12 90MM X 75MM | 2
1.23.9. | Non Stock | Y-JUNCTIONS CLASS 12 110MM X 75MM | 2
1.23.10. | Non Stock | Y-JUNCTIONS CLASS 12 110MM X 90MM | 2
1.24. | 20F002 | Y-JUNCTIONS CLASS 12 PVC SEWER FILTERS | 100
1.25.1. | 11C100 | CAST IRON SHORT COLLAR COUPLINGS 50MM | 60
1.25.2. | 11C101 | CAST IRON SHORT COLLAR COUPLINGS 75MM | 50
1.25.3. | 11C102 | CAST IRON SHORT COLLAR COUPLINGS 100MM | 50
1.25.4. | 11C103 | CAST IRON SHORT COLLAR COUPLINGS 125MM | 10
1.25.5. | 11C104 | CAST IRON SHORT COLLAR COUPLINGS 150MM | 25
1.25.6. | 11C105 | CAST IRON SHORT COLLAR COUPLINGS 200MM | 12
1.25.7. | 11C106 | CAST IRON SHORT COLLAR COUPLINGS 225MM | 1
1.25.8. | 11C107 | CAST IRON SHORT COLLAR COUPLINGS 250MM | 1
1.25.9. | 11C108 | CAST IRON SHORT COLLAR COUPLINGS 300MM | 2
1.26.1. | 11C301 | UNIVERSAL / RANGER COUPLINGS 59MM - 73MM TO SUIT 63MM PVC PIPE | 10
1.26.2. | 11C302 | UNIVERSAL / RANGER COUPLINGS 72MM - 85MM TO SUIT 75MM PVC PIPE | 2
1.26.3. | 11C304 | UNIVERSAL / RANGER COUPLINGS 88MM - 103MM TO SUIT 90MM PVC PIPE | 20
1.26.4. | 11C305 | UNIVERSAL / RANGER COUPLINGS 108MM - 128MM TO SUIT 110MM PVC PIPE | 10
1.26.5. | 11C306 | UNIVERSAL / RANGER COUPLINGS 159MM - 182MM TO SUIT 160MM PVC PIPE | 10
1.26.6. | 11C307 | UNIVERSAL / RANGER COUPLINGS 192MM - 209MM TO SUIT 200MM PVC PIPE | 1
1.26.7. | 11C308 | UNIVERSAL / RANGER COUPLINGS 250MM - 267MM TO SUIT 250MM PVC PIPE | 1
1.26.8. | 11C309 | UNIVERSAL / RANGER COUPLINGS 315MM - 332MM TO SUIT 315MM PVC PIPE | 1
1.27.1.1. | 11S001 | 22MM DRILL TO SUIT AC PIPE 50MM | 60
1.27.1.2. | 11S002 | 22MM DRILL TO SUIT AC PIPE 75MM | 65
1.27.1.3. | 11S005 | 22MM DRILL TO SUIT AC PIPE 100MM | 50
1.27.1.4. | Non Stock | 22MM DRILL TO SUIT AC PIPE 125MM | 1
1.27.1.5. | 11S009 | 22MM DRILL TO SUIT AC PIPE 150MM | 20
1.27.1.6. | 11S012 | 22MM DRILL TO SUIT AC PIPE 200MM | 10
1.27.1.7. | 11S013 | 22MM DRILL TO SUIT AC PIPE 225MM | 3
1.27.1.8. | Non Stock | 22MM DRILL TO SUIT AC PIPE 250MM | 3
1.27.1.9. | 11S015 | 22MM DRILL TO SUIT AC PIPE 300MM | 2
1.27.2.1. | Non Stock | 40MM DRILL TO SUIT AC PIPE 75MM | 1
1.27.2.2. | 11S007 | 40MM DRILL TO SUIT AC PIPE 100MM | 2
1.27.2.3. | Non Stock | 40MM DRILL TO SUIT AC PIPE 125MM | 1
1.27.2.4. | 11S011 | 40MM DRILL TO SUIT AC PIPE 150MM | 2
1.27.2.5. | Non Stock | 40MM DRILL TO SUIT AC PIPE 200MM | 1
1.27.2.6. | Non Stock | 40MM DRILL TO SUIT AC PIPE 225MM | 1
1.27.2.7. | Non Stock | 40MM DRILL TO SUIT AC PIPE 250MM | 1
1.27.2.8. | Non Stock | 40MM DRILL TO SUIT AC PIPE 300MM | 1
1.27.3.1. | Non Stock | AC / PVC; 22MM DRILL 63MM | 1
1.27.3.2. | 11S100 | AC / PVC; 22MM DRILL 75MM | 10
1.27.3.3. | Non Stock | AC / PVC; 22MM DRILL 90MM | 1
1.27.3.4. | 11S101 | AC / PVC; 22MM DRILL 110MM | 20
1.27.3.5. | Non Stock | AC / PVC; 22MM DRILL 160MM | 1
1.27.4.1. | Non Stock | AC / PVC; 42MM DRILL 63MM | 1
1.27.4.2. | Non Stock | AC / PVC; 42MM DRILL 75MM | 1
1.27.4.3. | Non Stock | AC / PVC; 42MM DRILL 90MM | 1
1.27.4.4. | Non Stock | AC / PVC; 42MM DRILL 110MM | 1
1.27.4.5. | 11S102 | AC / PVC; 42MM DRILL 160MM | 5
1.28.1. | 11R200 | STAINLESS STEEL REPAIR CLAMPS 69MM - 76MM TO SUIT 50MM AC PIPE | 85
1.28.2. | 11R201 | STAINLESS STEEL REPAIR CLAMPS 95MM - 104MM TO SUIT 75MM AC PIPE | 75
1.28.3. | 11R202 | STAINLESS STEEL REPAIR CLAMPS 120MM - 130MM TO SUIT 100MM AC PIPE | 65
1.28.4. | 11R203 | STAINLESS STEEL REPAIR CLAMPS 145MM - 155MM TO SUIT 125MM AC PIPE | 6
1.28.5. | 11R204 | STAINLESS STEEL REPAIR CLAMPS 173MM - 183MM TO SUIT 150MM AC PIPE | 30
1.28.6. | 11R205 | STAINLESS STEEL REPAIR CLAMPS 229MM - 238MM TO SUIT 200MM AC PIPE | 20
1.28.7. | 11R206 | STAINLESS STEEL REPAIR CLAMPS 254MM - 264MM TO SUIT 225MM AC PIPE | 2
1.28.8. | 11R207 | STAINLESS STEEL REPAIR CLAMPS 281MM - 290MM TO SUIT 250MM AC PIPE | 2
1.28.9. | 11R208 | STAINLESS STEEL REPAIR CLAMPS 342MM - 356MM TO SUIT 300MM AC PIPE | 2
1.29.1. | 11F001 | FLANGE ADAPTORS 50MM AC TO 63MM PVC (59-73MM) | 6
1.29.2. | 11F002 | FLANGE ADAPTORS 75 MM AC TO 75 MM PVC (72-85MM) | 2
1.29.3. | 11F003 | FLANGE ADAPTORS 100 MM AC TO 110 MM PVC (108-128MM) | 10
1.29.4. | 11F004 | FLANGE ADAPTORS 150 MM AC TO 160 MM PVC (159-182MM) | 1
1.29.5. | 11F005 | FLANGE ADAPTORS 225 MM AC TO 250 MM PVC (250-267MM) | 1
1.30.1.1. | Non Stock | 11.25º DUCTILE IRON SOCKETED 63MM | 1
1.30.1.2. | Non Stock | 11.25º DUCTILE IRON SOCKETED 75MM | 1
1.30.1.3. | Non Stock | 11.25º DUCTILE IRON SOCKETED 90MM | 1
1.30.1.4. | Non Stock | 11.25º DUCTILE IRON SOCKETED 110MM | 1
1.30.1.5. | Non Stock | 11.25º DUCTILE IRON SOCKETED 160MM | 1
1.30.2.1. | Non Stock | 22.5º DUCTILE IRON SOCKETED 63MM | 1
1.30.2.2. | Non Stock | 22.5º DUCTILE IRON SOCKETED 75MM | 1
1.30.2.3. | Non Stock | 22.5º DUCTILE IRON SOCKETED 90MM | 1
1.30.2.4. | Non Stock | 22.5º DUCTILE IRON SOCKETED 110MM | 1
1.30.2.5. | Non Stock | 22.5º DUCTILE IRON SOCKETED 160MM | 1
1.30.3.1. | Non Stock | 45º DUCTILE IRON SOCKETED 63MM | 1
1.30.3.2. | Non Stock | 45º DUCTILE IRON SOCKETED 75MM | 1
1.30.3.3. | Non Stock | 45º DUCTILE IRON SOCKETED 90MM | 1
1.30.3.4. | Non Stock | 45º DUCTILE IRON SOCKETED 110MM | 1
1.30.3.5. | Non Stock | 45º DUCTILE IRON SOCKETED 160MM | 1
1.30.4.1. | Non Stock | 90º DUCTILE IRON SOCKETED 63MM | 1
1.30.4.2. | Non Stock | 90º DUCTILE IRON SOCKETED 75MM | 1
1.30.4.3. | Non Stock | 90º DUCTILE IRON SOCKETED 90MM | 1
1.30.4.4. | Non Stock | 90º DUCTILE IRON SOCKETED 110MM | 1
1.30.4.5. | Non Stock | 90º DUCTILE IRON SOCKETED 160MM | 1
1.31.1.1. | Non Stock | DUCTILE IRON SOCKETED 63MM | 1
1.31.1.2. | Non Stock | DUCTILE IRON SOCKETED 75MM | 1
1.31.1.3. | Non Stock | DUCTILE IRON SOCKETED 90MM | 1
1.31.1.4. | Non Stock | DUCTILE IRON SOCKETED 110MM | 1
1.31.1.5. | Non Stock | DUCTILE IRON SOCKETED 160MM | 1
1.31.1.6. | Non Stock | DUCTILE IRON SOCKETED 200MM | 1
1.31.2.1. | 11S400 | CAST IRON TO SUIT AC PIPE 50MM | 1
1.31.2.2. | 11S401 | CAST IRON TO SUIT AC PIPE 75MM | 1
1.31.2.3. | 11S402 | CAST IRON TO SUIT AC PIPE 100MM | 1
1.31.2.4. | 11S404 | CAST IRON TO SUIT AC PIPE 150MM | 2
1.31.2.5. | 11S405 | CAST IRON TO SUIT AC PIPE 225MM | 1
1.32.1. | Non Stock | REDUCERS - DUCTILE IRON SOCKETED 75MM TO 63MM | 1
1.32.2. | Non Stock | REDUCERS - DUCTILE IRON SOCKETED 90MM TO 63MM | 1
1.32.3. | Non Stock | REDUCERS - DUCTILE IRON SOCKETED 110MM TO 63MM | 1
1.32.4. | Non Stock | REDUCERS - DUCTILE IRON SOCKETED 90MM TO 75MM | 1
1.32.5. | Non Stock | REDUCERS - DUCTILE IRON SOCKETED 110MM TO 75MM | 1
1.32.6. | Non Stock | REDUCERS - DUCTILE IRON SOCKETED 110MM TO 90MM | 1
1.32.7. | Non Stock | REDUCERS - DUCTILE IRON SOCKETED 160MM TO 110MM | 1
1.33.1.1. | Non Stock | CAST IRON TO SUIT AC PIPE 50MM EQUAL TEE | 1
1.33.1.2. | Non Stock | CAST IRON TO SUIT AC PIPE 75MM X 50MM | 1
1.33.1.3. | 11T202 | CAST IRON TO SUIT AC PIPE 75MM EQUAL TEE | 1
1.33.1.4. | 11T203 | CAST IRON TO SUIT AC PIPE 100MM EQUAL TEE | 1
1.33.1.5. | 11T206 | CAST IRON TO SUIT AC PIPE 150MM X 100MM | 1
1.33.1.6. | 11T207 | CAST IRON TO SUIT AC PIPE 150MM EQUAL TEE | 1
1.33.1.7. | 11T209 | CAST IRON TO SUIT AC PIPE 225MM EQUAL TEE | 1
1.33.2.1. | Non Stock | DUCTILE IRON TO SUIT PVC PIPE 63MM EQUAL TEE | 1
1.33.2.2. | Non Stock | DUCTILE IRON TO SUIT PVC PIPE 75MM X 63MM | 1
1.33.2.3. | Non Stock | DUCTILE IRON TO SUIT PVC PIPE 75MM EQUAL TEE | 1
1.33.2.4. | Non Stock | DUCTILE IRON TO SUIT PVC PIPE 110MM EQUAL TEE | 1
1.33.2.5. | Non Stock | DUCTILE IRON TO SUIT PVC PIPE 160MM X 110MM | 1
1.33.2.6. | Non Stock | DUCTILE IRON TO SUIT PVC PIPE 160MM EQUAL TEE | 1
1.33.2.7. | Non Stock | DUCTILE IRON TO SUIT PVC PIPE 200MM EQUAL TEE | 1
1.33.3.1. | Non Stock | HYDRANT TEES TO SUIT PVC PIPE 63MM | 1
1.33.3.2. | Non Stock | HYDRANT TEES TO SUIT PVC PIPE 75MM | 1
1.33.3.3. | Non Stock | HYDRANT TEES TO SUIT PVC PIPE 90MM | 1
1.33.3.4. | Non Stock | HYDRANT TEES TO SUIT PVC PIPE 110MM | 1
1.33.3.5. | Non Stock | HYDRANT TEES TO SUIT PVC PIPE 160MM | 1
1.33.3.6. | Non Stock | HYDRANT TEES TO SUIT PVC PIPE 200MM | 1
1.33.3.7. | Non Stock | HYDRANT TEES TO SUIT PVC PIPE 250MM | 1
1.33.3.8. | Non Stock | HYDRANT TEES TO SUIT PVC PIPE 315MM | 1
1.33.4.1. | 11H001 | HYDRANT TEES TO SUIT AC PIPE 75MM | 2
1.33.4.2. | 11H002 | HYDRANT TEES TO SUIT AC PIPE 100MM | 1
1.33.4.3. | 11H003 | HYDRANT TEES TO SUIT AC PIPE 150MM | 1
1.33.4.4. | 11H004 | HYDRANT TEES TO SUIT AC PIPE 225MM | 1
1.33.5.1. | Non Stock | FLANGED 75MM | 1
1.33.5.2. | Non Stock | FLANGED 100MM | 1
1.33.5.3. | Non Stock | FLANGED 150MM | 1
1.33.5.4. | Non Stock | FLANGED 225MM | 1
1.34.1. | 11H300 | Fire Hydrant Cap top valve multi drilled | 20
1.35.1.1. | 11V205 | GATE VALVES: FLANGED, HAND WHEEL OPERATED (DRILLED TABLE D, BS 10) 150MM | 6
1.35.2.1. | 11V101 | GATE VALVES: CAP TOP - SOCKETED TO SUIT PVC PIPE 63MM | 1
1.35.2.2. | 11V102 | GATE VALVES: CAP TOP - SOCKETED TO SUIT PVC PIPE 75MM | 4
1.35.2.3. | Non Stock | GATE VALVES: CAP TOP - SOCKETED TO SUIT PVC PIPE 90MM | 1
1.35.2.4. | 11V104 | GATE VALVES: CAP TOP - SOCKETED TO SUIT PVC PIPE 110MM | 5
1.35.2.5. | 11V106 | GATE VALVES: CAP TOP - SOCKETED TO SUIT PVC PIPE 160MM | 1
1.35.2.6. | 11V107 | GATE VALVES: CAP TOP - SOCKETED TO SUIT PVC PIPE 200MM | 1
1.35.2.7. | Non Stock | GATE VALVES: CAP TOP - SOCKETED TO SUIT PVC PIPE 250MM | 1
1.35.2.8. | Non Stock | GATE VALVES: CAP TOP - SOCKETED TO SUIT PVC PIPE 315MM | 1
1.35.3.1. | 11V001 | GATE VALVES: CAP TOP - PLAIN ENDED 50MM | 16
1.35.3.2. | 11V002 | GATE VALVES: CAP TOP - PLAIN ENDED 75MM | 10
1.35.3.3. | 11V003 | GATE VALVES: CAP TOP - PLAIN ENDED 100MM | 6
1.35.3.4. | 11V007 | GATE VALVES: CAP TOP - PLAIN ENDED 150MM | 3
1.35.3.5. | 11V008 | GATE VALVES: CAP TOP - PLAIN ENDED 200MM | 1
1.35.4.1. | Non Stock | GATE VALVES C X C BRASS 15MM | 1
1.35.4.2. | Non Stock | GATE VALVES C X C BRASS 20MM | 1
1.35.4.3. | Non Stock | GATE VALVES C X C BRASS 25MM | 1
1.35.4.4. | 10G003 | GATE VALVES C X C BRASS 40MM | 10
1.35.4.5. | Non Stock | GATE VALVES C X C BRASS 50MM | 1
1.35.5.1. | Non Stock | GATE VALVES F X F BRASS 15MM | 1
1.35.5.2. | 10G001 | GATE VALVES F X F BRASS 20MM | 120
1.35.5.3. | 10G002 | GATE VALVES F X F BRASS 25MM | 10
1.35.5.4. | 10G004 | GATE VALVES F X F BRASS 40MM | 12
1.35.5.5. | 10G005 | GATE VALVES F X F BRASS 50MM | 5
1.36.1. | Non Stock | NON-RETURN VALVES 63MM | 1
1.36.2. | Non Stock | NON-RETURN VALVES 75MM | 1
1.36.3. | Non Stock | NON-RETURN VALVES 90MM | 1
1.36.4. | Non Stock | NON-RETURN VALVES 110MM | 1
1.36.5. | Non Stock | NON-RETURN VALVES 160MM | 1
1.36.6. | Non Stock | NON-RETURN VALVES 200MM | 1
1.36.7. | Non Stock | NON-RETURN VALVES 250MM | 1
1.36.8. | Non Stock | NON-RETURN VALVES 315MM | 1
1.37.1. | Non Stock | VENTOMAT (OR SIMILAR) RBX AIR RELEASE VALVES AND VACUUM BREAK VALVES (STAINLESS STEEL) 28MM | 1
1.37.2. | Non Stock | VENTOMAT (OR SIMILAR) RBX AIR RELEASE VALVES AND VACUUM BREAK VALVES (STAINLESS STEEL) 50MM | 1
1.38.1. | Non Stock | MUNICIPAL BALL COCKS 15MM | 1
1.38.2. | 10B001 | MUNICIPAL BALL COCKS 22MM | 400
1.38.3. | Non Stock | MUNICIPAL BALL COCKS 28MM | 1
1.39.1.1. | Non Stock | BALL VALVES MXF CHROME PLATED 20MM | 1
1.39.1.2. | 10B102 | BALL VALVES MXF CHROME PLATED 25MM | 13
1.39.1.3. | 10B103 | BALL VALVES MXF CHROME PLATED 32MM | 1
1.39.1.4. | 10B105 | BALL VALVES MXF CHROME PLATED 40MM | 10
1.39.1.5. | 10B107 | BALL VALVES MXF CHROME PLATED 50MM | 1
1.39.1.6. | Non Stock | BALL VALVES MXF CHROME PLATED 80MM | 1
1.39.2.1. | 10B101 | BALL VALVES FXF CHROME PLATED 20MM | 90
1.39.2.2. | Non Stock | BALL VALVES FXF CHROME PLATED 25MM | 1
1.39.2.3. | Non Stock | BALL VALVES FXF CHROME PLATED 32MM | 1
1.39.2.4. | 10B104 | BALL VALVES FXF CHROME PLATED 40MM | 10
1.39.2.5. | Non Stock | BALL VALVES FXF CHROME PLATED 50MM | 1
1.39.2.6. | 10B106 | BALL VALVES FXF CHROME PLATED 80MM | 15
1.40.1.1. | 10B200 | DZR BRASS COMPRESSION FITTINGS (J.A.S.W.I.C ACCEPTED) RUNNING NIPPLE BRASS 20MM | 25
1.40.2.1. | 10C001 | DZR BRASS COMPRESSION FITTINGS (J.A.S.W.I.C ACCEPTED) COUPLERS C X C BRASS 15MM | 420
1.40.2.2. | 10C004 | DZR BRASS COMPRESSION FITTINGS (J.A.S.W.I.C ACCEPTED) COUPLERS C X C BRASS 22MM | 780
1.40.2.3. | 10C007 | DZR BRASS COMPRESSION FITTINGS (J.A.S.W.I.C ACCEPTED) COUPLERS C X C BRASS 28MM | 40
1.40.2.4. | 10C010 | DZR BRASS COMPRESSION FITTINGS (J.A.S.W.I.C ACCEPTED) COUPLERS C X C BRASS 32MM | 10
1.40.2.5. | 10C012 | DZR BRASS COMPRESSION FITTINGS (J.A.S.W.I.C ACCEPTED) COUPLERS C X C BRASS 42MM | 45
1.40.3.1. | 10C002 | DZR BRASS COMPRESSION FITTINGS (J.A.S.W.I.C ACCEPTED) COUPLERS FEMALE X COPPER BRASS 15MM | 315
1.40.3.2. | 10C005 | DZR BRASS COMPRESSION FITTINGS (J.A.S.W.I.C ACCEPTED) COUPLERS FEMALE X COPPER BRASS 22MM | 1045
1.40.3.3. | 10C021 | DZR BRASS COMPRESSION FITTINGS (J.A.S.W.I.C ACCEPTED) COUPLERS FEMALE X COPPER BRASS 28MM | 16
1.40.3.4. | 10C011 | DZR BRASS COMPRESSION FITTINGS (J.A.S.W.I.C ACCEPTED) COUPLERS FEMALE X COPPER BRASS 32MM | 5
1.40.3.5. | 10C013 | DZR BRASS COMPRESSION FITTINGS (J.A.S.W.I.C ACCEPTED) COUPLERS FEMALE X COPPER BRASS 42MM | 40
1.40.4.1. | 10C003 | DZR BRASS COMPRESSION FITTINGS (J.A.S.W.I.C ACCEPTED) COUPLERS MALE X COPPER BRASS 15MM | 150
1.40.4.2. | 10C006 | DZR BRASS COMPRESSION FITTINGS (J.A.S.W.I.C ACCEPTED) COUPLERS MALE X COPPER BRASS 22MM | 1000
1.40.4.3. | 10C009 | DZR BRASS COMPRESSION FITTINGS (J.A.S.W.I.C ACCEPTED) COUPLERS MALE X COPPER BRASS 28MM | 20
1.40.4.4. | Non Stock | DZR BRASS COMPRESSION FITTINGS (J.A.S.W.I.C ACCEPTED) COUPLERS MALE X COPPER BRASS 32MM | 1
1.40.4.5. | 10C014 | DZR BRASS COMPRESSION FITTINGS (J.A.S.W.I.C ACCEPTED) COUPLERS MALE X COPPER BRASS 42MM | 40
1.40.5.1. | 10R001 | DZR BRASS COMPRESSION FITTINGS (J.A.S.W.I.C ACCEPTED) REDUCER COUPLERS COPPER X COPPER BRASS 22MM X 15MM | 400
1.40.5.2. | 10R003 | DZR BRASS COMPRESSION FITTINGS (J.A.S.W.I.C ACCEPTED) REDUCER COUPLERS COPPER X COPPER BRASS 28MM X 22MM | 80
1.40.6.1. | 10R002 | DZR BRASS COMPRESSION FITTINGS (J.A.S.W.I.C ACCEPTED) REDUCER COUPLERS MALE X COPPER BRASS DZR BRASS COMPRESSION FITTINGS (J.A.S.W.I.C ACCEPTED) REDUCER COUPLERS MALE X COPPER BRASS 22MM X 15MM | 30
1.40.6.2. | Non Stock | DZR BRASS COMPRESSION FITTINGS (J.A.S.W.I.C ACCEPTED) REDUCER COUPLERS MALE X COPPER BRASS DZR BRASS COMPRESSION FITTINGS (J.A.S.W.I.C ACCEPTED) 10R002 28MM X 22MM | 1
1.40.7.1. | 10R011 | DZR BRASS COMPRESSION FITTINGS (J.A.S.W.I.C ACCEPTED) MULTI STEP REDUCER SET BRASS 42MM X 22MM | 10
1.40.7.2. | 10R012 | DZR BRASS COMPRESSION FITTINGS (J.A.S.W.I.C ACCEPTED) MULTI STEP REDUCER SET BRASS 42MM X 28MM | 5
1.40.8.1. | 10E002 | DZR BRASS COMPRESSION FITTINGS (J.A.S.W.I.C ACCEPTED) ELBOWS COPPER X COPPER BRASS 15MM | 450
1.40.8.2. | 10E006 | DZR BRASS COMPRESSION FITTINGS (J.A.S.W.I.C ACCEPTED) ELBOWS COPPER X COPPER BRASS 22MM | 700
1.40.8.3. | 10E011 | DZR BRASS COMPRESSION FITTINGS (J.A.S.W.I.C ACCEPTED) ELBOWS COPPER X COPPER BRASS 28MM | 20
1.40.8.4. | Non Stock | DZR BRASS COMPRESSION FITTINGS (J.A.S.W.I.C ACCEPTED) ELBOWS COPPER X COPPER BRASS 35MM | 1
1.40.8.5. | 10E016 | DZR BRASS COMPRESSION FITTINGS (J.A.S.W.I.C ACCEPTED) ELBOWS COPPER X COPPER BRASS 42MM | 30
1.40.9.1. | 10E003 | DZR BRASS COMPRESSION FITTINGS (J.A.S.W.I.C ACCEPTED) ELBOWS FEMALE X COPPER BRASS 15MM | 190
1.40.9.2. | 10E007 | DZR BRASS COMPRESSION FITTINGS (J.A.S.W.I.C ACCEPTED) ELBOWS FEMALE X COPPER BRASS 22MM | 600
1.40.9.3. | 10E012 | DZR BRASS COMPRESSION FITTINGS (J.A.S.W.I.C ACCEPTED) ELBOWS FEMALE X COPPER BRASS 28MM | 20
1.40.9.4. | 10E014 | DZR BRASS COMPRESSION FITTINGS (J.A.S.W.I.C ACCEPTED) ELBOWS FEMALE X COPPER BRASS 35MM | 15
1.40.9.5. | 10E017 | DZR BRASS COMPRESSION FITTINGS (J.A.S.W.I.C ACCEPTED) ELBOWS FEMALE X COPPER BRASS 42MM | 15
1.40.10.1. | 10E004 | DZR BRASS COMPRESSION FITTINGS (J.A.S.W.I.C ACCEPTED) ELBOWS MALE X COPPER BRASS 15MM | 125
1.40.10.2. | 10E008 | DZR BRASS COMPRESSION FITTINGS (J.A.S.W.I.C ACCEPTED) ELBOWS MALE X COPPER BRASS 22MM | 760
1.40.10.3. | 10E013 | DZR BRASS COMPRESSION FITTINGS (J.A.S.W.I.C ACCEPTED) ELBOWS MALE X COPPER BRASS 28MM | 15
1.40.10.4. | 10E015 | DZR BRASS COMPRESSION FITTINGS (J.A.S.W.I.C ACCEPTED) ELBOWS MALE X COPPER BRASS 35MM | 5
1.40.10.5. | 10E018 | DZR BRASS COMPRESSION FITTINGS (J.A.S.W.I.C ACCEPTED) ELBOWS MALE X COPPER BRASS 42MM | 30
1.40.11.1. | 10E005 | DZR BRASS COMPRESSION FITTINGS (J.A.S.W.I.C ACCEPTED) ELBOWS WALL-PLATE BRASS 15MM | 60
1.40.11.2. | 10E009 | DZR BRASS COMPRESSION FITTINGS (J.A.S.W.I.C ACCEPTED) ELBOWS WALL-PLATE BRASS 20MM | 25
1.40.12.1. | Non Stock | DZR BRASS COMPRESSION FITTINGS (J.A.S.W.I.C ACCEPTED) ELBOWS REDUCING C X C BRASS 20MM X 15MM | 1
1.40.13.1. | 10T300 | DZR BRASS COMPRESSION FITTINGS (J.A.S.W.I.C ACCEPTED) TEES BRASS EQUAL BRASS 15MM | 240
1.40.13.2. | 10T301 | DZR BRASS COMPRESSION FITTINGS (J.A.S.W.I.C ACCEPTED) TEES BRASS EQUAL BRASS 22MM | 200
1.40.13.3. | 10T302 | DZR BRASS COMPRESSION FITTINGS (J.A.S.W.I.C ACCEPTED) TEES BRASS EQUAL BRASS 28MM | 5
1.40.13.4. | Non Stock | DZR BRASS COMPRESSION FITTINGS (J.A.S.W.I.C ACCEPTED) TEES BRASS EQUAL BRASS 35MM | 1
1.40.13.5. | 10T303 | DZR BRASS COMPRESSION FITTINGS (J.A.S.W.I.C ACCEPTED) TEES BRASS EQUAL BRASS 42MM | 10
1.40.13.6. | Non Stock | DZR BRASS COMPRESSION FITTINGS (J.A.S.W.I.C ACCEPTED) TEES BRASS EQUAL BRASS 54MM | 1
1.40.14.1. | 10T330 | DZR BRASS COMPRESSION FITTINGS (J.A.S.W.I.C ACCEPTED) TEES REDUCING BRASS 15MM X 15MM 22MM | 30
1.40.14.2. | 10T332 | DZR BRASS COMPRESSION FITTINGS (J.A.S.W.I.C ACCEPTED) TEES REDUCING BRASS 22MM X 22MM 28MM | 10
1.40.15.1. | 10T331 | DZR BRASS COMPRESSION FITTINGS (J.A.S.W.I.C ACCEPTED) TEES REDUCING BRANCH BRASS 22MM X 22MM X 15MM | 30
1.40.15.2. | 10T333 | DZR BRASS COMPRESSION FITTINGS (J.A.S.W.I.C ACCEPTED) TEES REDUCING BRANCH BRASS 28MM X 28MM X 22MM | 6
1.40.16.1. | 10R100 | DZR BRASS COMPRESSION FITTINGS (J.A.S.W.I.C ACCEPTED) CONEX RINGS 15MM | 50
1.40.16.2. | 10R101 | DZR BRASS COMPRESSION FITTINGS (J.A.S.W.I.C ACCEPTED) CONEX RINGS 20MM | 60
1.40.17.1. | 10S001 | DZR BRASS COMPRESSION FITTINGS (J.A.S.W.I.C ACCEPTED) CONEX STOP ENDS 15MM | 55
1.40.17.2. | 10S002 | DZR BRASS COMPRESSION FITTINGS (J.A.S.W.I.C ACCEPTED) CONEX STOP ENDS 20MM | 30
1.41.1.1. | 10T200 | BRASS TAPS HOSE BIB-COCKS 15MM | 80
1.41.1.2. | 10T201 | BRASS TAPS HOSE BIB-COCKS 20MM | 20
1.41.2.1. | 10T210 | BRASS TAPS STOPCOCKS: C X C 15MM | 150
1.41.2.2. | 10T212 | BRASS TAPS STOPCOCKS: C X C 20MM | 450
1.41.2.3. | 10T215 | BRASS TAPS STOPCOCKS: C X C 25MM | 12
1.41.2.4. | 10T216 | BRASS TAPS STOPCOCKS: C X C 38MM | 6
1.41.2.5. | Non Stock | BRASS TAPS STOPCOCKS: C X C 42MM | 1
1.41.3.1. | 10T211 | BRASS TAPS STOPCOCKS: FEMALE 15MM | 60
1.41.3.2. | 10T213 | BRASS TAPS STOPCOCKS: FEMALE 20MM | 2350
1.41.3.3. | 10T214 | BRASS TAPS STOPCOCKS: FEMALE 25MM | 5
1.41.3.4. | Non Stock | BRASS TAPS STOPCOCKS: FEMALE 38MM | 1
1.41.3.5. | Non Stock | BRASS TAPS STOPCOCKS: FEMALE 42MM | 1
1.41.4.1. | Non Stock | BRASS TAPS STOPCOCKS: MALE 15MM | 1
1.41.4.2. | Non Stock | BRASS TAPS STOPCOCKS: MALE 20MM | 1
1.41.4.3. | Non Stock | BRASS TAPS STOPCOCKS: MALE 25MM | 1
1.41.4.4. | Non Stock | BRASS TAPS STOPCOCKS: MALE 38MM | 1
1.41.4.5. | Non Stock | BRASS TAPS STOPCOCKS: MALE 42MM | 1
1.41.5.1. | Non Stock | STOP COCKS: PLASTIC MALE MALE 15MM | 1
1.41.5.2. | Non Stock | STOP COCKS: PLASTIC MALE MALE 20MM | 1
1.41.6.1. | 10T230 | TAPS PUSHBUTTON 15MM | 1
1.41.6.2. | 10T231 | TAPS PUSHBUTTON 20MM | 5
1.41.7.1. | 10T232 | LOOSE KEY BIB-COCKS : MALE 20MM | 15
1.41.8.1. | 10T233 | LOOSE KEY BIB-COCKS : FEMALE MALE 20MM | 1
1.41.9.1. | 10T240 | PLASTIC HOSE BIB-COCKS 15MM | 330
1.41.9.2. | Non Stock | PLASTIC HOSE BIB-COCKS 20MM | 1
1.41.10.1. | 10T100 | TAP JUMPERS 15MM | 5
1.41.10.2. | 10T101 | TAP JUMPERS 20MM | 5
1.42.1. | 10P001 | PIPE COPPER TUBES CLASS 2 (5.5 METER) 15MM | 30
1.42.2. | 10P002 | PIPE COPPER TUBES CLASS 2 (5.5 METER) 20MM | 40
1.43.1. | 63S002 | Y BRASS STRAINER Y IN-LINE STRAINER BRASS VALVE | 25
1.44.1. | 10T001 | TAIL PIECES BRASS 15MM KENT TAILPIECE HZ011 (KENT OR SIMILAR APPROVED) | 50
1.44.2. | 10T002 | TAIL PIECES BRASS 20MM KENT TAILPIECE HZ012 (KENT OR SIMILAR APPROVED) | 160
1.44.3. | 10T003 | TAIL PIECES BRASS 40MM KENT TAILPIECE HZ005 (KENT OR SIMILAR APPROVED) | 20
1.45.1.1. | 10A001 | HDPE COMPRESSION FITTINGS MALE PLASSON ADAPTORS 20MM X 15MM | 80
1.45.1.2. | 10A002 | HDPE COMPRESSION FITTINGS MALE PLASSON ADAPTORS 20MM X 22MM | 200
1.45.1.3. | 10A004 | HDPE COMPRESSION FITTINGS MALE PLASSON ADAPTORS 25MM X 15MM | 10
1.45.1.4. | 10A005 | HDPE COMPRESSION FITTINGS MALE PLASSON ADAPTORS 25MM X 22MM | 500
1.45.1.5. | 10A006 | HDPE COMPRESSION FITTINGS MALE PLASSON ADAPTORS 25MM X 25MM | 20
1.45.1.6. | 10A007 | HDPE COMPRESSION FITTINGS MALE PLASSON ADAPTORS 32MM X 22MM | 20
1.45.1.7. | 10A008 | HDPE COMPRESSION FITTINGS MALE PLASSON ADAPTORS 40MM X 40MM | 5
1.45.1.8. | 10A010 | HDPE COMPRESSION FITTINGS MALE PLASSON ADAPTORS 50MM X 40MM | 5
1.45.1.9. | 10A009 | HDPE COMPRESSION FITTINGS MALE PLASSON ADAPTORS 50MM X 50MM | 5
1.45.2.1. | Non Stock | HDPE COMPRESSION FITTINGS FEMALE ADAPTORS 20MM X 15MM | 1
1.45.2.2. | 10A002 | HDPE COMPRESSION FITTINGS FEMALE ADAPTORS 20MM X 22MM | 100
1.45.2.3. | Non Stock | HDPE COMPRESSION FITTINGS FEMALE ADAPTORS 25MM X 15MM | 1
1.45.2.4. | Non Stock | HDPE COMPRESSION FITTINGS FEMALE ADAPTORS 25MM X 22MM | 1
1.45.2.5. | Non Stock | HDPE COMPRESSION FITTINGS FEMALE ADAPTORS 25MM X 25MM | 1
1.45.2.6. | Non Stock | HDPE COMPRESSION FITTINGS FEMALE ADAPTORS 32MM X 22MM | 1
1.45.2.7. | Non Stock | HDPE COMPRESSION FITTINGS FEMALE ADAPTORS 40MM X 40MM | 1
1.45.2.8. | Non Stock | HDPE COMPRESSION FITTINGS FEMALE ADAPTORS 50MM X 50MM | 1
1.45.2.9. | Non Stock | HDPE COMPRESSION FITTINGS FEMALE ADAPTORS 50MM X 40MM | 1
1.45.3.1. | Non Stock | PLASSON COUPLINGS 15MM | 1
1.45.3.2. | 10C020 | PLASSON COUPLINGS 20MM | 40
1.45.3.3. | 10C021 | PLASSON COUPLINGS 25MM | 150
1.45.3.4. | Non Stock | PLASSON COUPLINGS 32MM | 1
1.45.3.5. | Non Stock | PLASSON COUPLINGS 40MM | 1
1.45.3.6. | 10C022 | PLASSON COUPLINGS 50MM | 10
1.45.4.1.1. | 10E020 | REDUCING ELBOWS / REDUCERS MALE PLASSON REDUCING ELBOWS 25MM X 15MM | 10
1.45.4.1.2. | 10E021 | REDUCING ELBOWS / REDUCERS MALE PLASSON REDUCING ELBOWS 25MM X 22MM | 110
1.45.4.2.1. | Non Stock | REDUCING ELBOWS / REDUCERS FEMALE PLASSON REDUCING ELBOWS 25MM X 15MM | 1
1.45.4.2.2. | Non Stock | REDUCING ELBOWS / REDUCERS FEMALE PLASSON REDUCING ELBOWS 25MM X 22MM | 1
1.45.5.1. | Non Stock | REDUCING ELBOWS / REDUCERS PLASSON REDUCERS: MALE / FEMALE THREAD 25MM X 15MM | 1
1.45.5.2. | Non Stock | REDUCING ELBOWS / REDUCERS PLASSON REDUCERS: MALE / FEMALE THREAD 25MM X 22MM | 1
1.45.6.1. | Non Stock | PLASSON STOP ENDS 15MM | 1
1.45.6.2. | Non Stock | PLASSON STOP ENDS 22MM | 1
1.45.6.3. | 10S003 | PLASSON STOP ENDS 25MM | 15
1.45.6.4. | Non Stock | PLASSON STOP ENDS 32MM | 1
1.45.6.5. | Non Stock | PLASSON STOP ENDS 40MM | 1
1.45.6.6. | Non Stock | PLASSON STOP ENDS 50MM | 1
1.45.7.1.1. | Non Stock | PLASSONTEES 90º EQUAL TEES 15MM | 1
1.45.7.1.2. | 10T320 | PLASSONTEES 90º EQUAL TEES 22MM | 10
1.45.7.1.3. | 10t321 | PLASSONTEES 90º EQUAL TEES 25MM | 50
1.45.7.1.4. | Non Stock | PLASSONTEES 90º EQUAL TEES 32MM | 1
1.45.7.1.5. | Non Stock | PLASSONTEES 90º EQUAL TEES 40MM | 1
1.45.7.1.6. | Non Stock | PLASSONTEES 90º EQUAL TEES 50MM | 1
1.45.7.2.1. | Non Stock | THREADED FEMALE OFF-TAKE15MM | 1
1.45.7.2.2. | Non Stock | THREADED FEMALE OFF-TAKE22MM | 1
1.45.7.2.3. | Non Stock | THREADED FEMALE OFF-TAKE25MM | 1
1.45.7.2.4. | Non Stock | THREADED FEMALE OFF-TAKE32MM | 1
1.45.7.2.5. | Non Stock | THREADED FEMALE OFF-TAKE40MM | 1
1.45.7.2.6. | Non Stock | THREADED FEMALE OFF-TAKE50MM | 1
1.45.7.3.1. | Non Stock | THREADED MALE OFF-TAKE15MM | 1
1.45.7.3.2. | Non Stock | THREADED MALE OFF-TAKE22MM | 1
1.45.7.3.3. | Non Stock | THREADED MALE OFF-TAKE25MM | 1
1.45.7.3.4. | Non Stock | THREADED MALE OFF-TAKE32MM | 1
1.45.7.3.5. | Non Stock | THREADED MALE OFF-TAKE40MM | 1
1.45.7.3.6. | Non Stock | THREADED MALE OFF-TAKE50MM | 1
1.45.8.1. | 10P020 | HDPE PIPE CLASS 12 (BLACK)25MM | 900
1.45.8.2. | Non Stock | HDPE PIPE CLASS 12 (BLACK)32MM | 100
1.45.8.3. | Non Stock | HDPE PIPE CLASS 12 (BLACK)40MM | 100
1.45.9.1. | 10P010 | POLY COP PIPE CLASS 1615MM | 1600
1.45.9.2. | 10P011 | POLY COP PIPE CLASS 1622MM | 3500
1.45.9.3. | 10P012 | POLY COP PIPE CLASS 1625MM | 100
1.45.9.4. | 10P013 | POLY COP PIPE CLASS 1642MM | 200
1.46.1. | 11S200 | SADDLE: POLY16 PLUS CLAM PSADDEL (PN16)50MMX20MM
1.46.2. | 11S201 | SADDLE: POLY16 PLUS CLAM PSADDEL (PN16)63MMX20MM
1.46.3. | 11S202 | SADDLE: POLY16 PLUS CLAM PSADDEL (PN16)75MMX20MM
1.46.4. | 11S203 | SADDLE: POLY16 PLUS CLAM PSADDEL (PN16)90MMX20MM
1.46.5. | 11S204 | SADDLE: POLY16 PLUS CLAM PSADDEL (PN16)110MMX20MM
1.46.6. | 11S206 | SADDLE: POLY16 PLUS CLAM PSADDEL (PN16)160MMX20MM
1.46.7. | Non Stock | SADDLE: POLY16 PLUS CLAM PSADDEL (PN16)200MMX20MM
1.46.8. | Non Stock | SADDLE: POLY16 PLUS CLAM PSADDEL (PN16)250MMX20MM
1.46.9. | Non Stock | SADDLE: POLY16 PLUS CLAM PSADDEL (PN16)300MMX20MM
1.47.1. | 10T400 | THREAD TAPE | 2800
1.47.2. | 11D001 | DENSO PASTE PER 500GRAM | 5
1.47.3. | 11D002 | DENSO TAPE - 100MM | 40
1.47.4. | 20P100 | PVC-U SPECIAL CEMENT FOR RIGID PVC FITTINGS AND PIPES (500ML). MUST COMPLY WITH DIN 16970 (GERMAN) AND BS4346-3 (BRITISH ) SPECIFICATIONS | 45
1.47.5. | 10P100 | 15MM GALVANIZED MC HOLLOW PLUGS | 5
1.47.6. | 10P101 | 20MM GALVANIZED MC HOLLOW PLUGS | 5
1.47.7. | 11B201 | M16 X 55MM HEX GALVANIZED BOLTS & NUTS FULL THREAD | 30
1.47.8. | 11B202 | M16 X 65MM HEX GALVANIZED BOLTS & NUTS FULL THREAD | 30
1.47.9. | 11B201 | M16 X 90MM HEX GALVANIZED BOLTS & NUTS HALF THREAD | 30
1.47.10. | 11T001 | 12 X 88MM BRASS T-BOLTS AND NUTS FULL THREAD | 5
1.47.11. | 11T002 | 16 X 85MM BRASS T-BOLTS AND NUTS FULL THREAD | 5
2.1.1. | Non Stock | WATER METERS 15MM | 1
2.1.2. | 10W004 | WATER METERS 20MM | 300
2.1.3. | Non Stock | WATER METERS 25MM | 1
2.1.4. | Non Stock | WATER METERS KEY FOR WATER METER BOX | 100
2.2.1. | 10W001 | ABOVE GROUND METER BOX (KENT OR SIMILAR) 15MM | 100
2.3.1. | 10W0015 | WATER MANAGEMENT DEVICE METER (KENT OR SIMILAR) 15MM | 100
2.4.1. | 10W006 | DOMESTIC WATER METERS (BRASS BODY) KENT OR SIMILAR (OPTIMA) 15MM | 10
2.4.2. | Non Stock | DOMESTIC WATER METERS (BRASS BODY) KENT OR SIMILAR (OPTIMA) 20MM | 1
2.4.3. | 10W009 | DOMESTIC WATER METERS (BRASS BODY) KENT OR SIMILAR (OPTIMA) 25MM | 2
2.5.1. | 10W002 | DOMESTIC WATER METERS (PVC BODY) - KENT OR SIMILAR 15MM | 60
2.5.2. | 10W003 | DOMESTIC WATER METERS (PVC BODY) - KENT OR SIMILAR 20MM | 75
2.5.3. | Non Stock | DOMESTIC WATER METERS (PVC BODY) - KENT OR SIMILAR 25MM | 1
2.6.1. | 10W005 | MULTI-JET WATER METERS (KENT OR SIMILAR) 15MM | 30
2.6.2. | Non Stock | MULTI-JET WATER METERS (KENT OR SIMILAR) 20MM | 1
2.6.3. | Non Stock | MULTI-JET WATER METERS (KENT OR SIMILAR) 25MM | 1
2.6.4. | 10W010 | MULTI-JET WATER METERS (KENT OR SIMILAR) 40MM | 10
2.7.1. | 10W100 | COMBINATION WATER METERS (KENT OR SIMILAR) 50MM | 1
2.7.2. | 10W101 | COMBINATION WATER METERS (KENT OR SIMILAR) 80MM | 2
2.7.3. | 10W014 | COMBINATION WATER METERS (KENT OR SIMILAR) 100MM | 2
2.7.4. | Non Stock | COMBINATION WATER METERS (KENT OR SIMILAR) 150MM | 1
2.8.1. | Non Stock | BULK WATER METERS (KENT OR SIMILAR) 40MM | 1
2.8.2. | 10W011 | BULK WATER METERS (KENT OR SIMILAR) 50MM | 2
2.8.3. | 10W012 | BULK WATER METERS (KENT OR SIMILAR) 80MM | 2
2.8.4. | 10W013 | BULK WATER METERS (KENT OR SIMILAR) 100MM | 2
2.9.1. | Non Stock | IN-LINE STRAINERS FOR WATER METERS 40MM | 0
2.9.2. | Non Stock | IN-LINE STRAINERS FOR WATER METERS 50MM | 0
2.9.3. | Non Stock | IN-LINE STRAINERS FOR WATER METERS 80MM | 0
2.9.4. | Non Stock | IN-LINE STRAINERS FOR WATER METERS 100MM | 0
2.9.5. | Non Stock | IN-LINE STRAINERS FOR WATER METERS 150MM | 0
3.1.1. | Non Stock | POLYMER MANHOLE COVERS & FRAMES TYPE 2A CIRCULAR MANHOLE COVER & FRAME | 1
3.1.2. | 30M004 | TYPE 2B CIRCULAR MANHOLE COVER & FRAME | 15
3.1.3. | 30B001 | MANHOLE COVERS AND FRAMES 30M004 NON STOCK 30M004 TYPE 3A BELLTOBIE | 45
3.1.4. | Non Stock | MANHOLE COVERS AND FRAMES TYPE 4A CIRCULAR MANHOLE COVER & FRAME | 1
3.1.5. | 30H001 | POLYMER FRAMES MANHOLE COVERS AND FRAMESTYPE 5 RECTANGULAR HYDRANT BOX | 30
3.1.6. | 30G001 | POLYMER MANHOLE COVERS & FRAMES TABLE 6 RECTANGULAR GULLY GRATING & FRAME | 30
3.1.7. | 30M001 | POLYMER MANHOLE COVERS & FRAMES TYPE 14B 450 X 450 SQUARE MANHOLE COVER & FRAME | 20
3.1.8. | 30M002 | POLYMER MANHOLE COVERS & FRAMES TYPE 9D 600 X 450 RECTANGULAR MANHOLE COVER & FRAME | 45
3.1.9. | 30M003 | POLYMER MANHOLE COVERS & FRAMES TYPE 9E 900 X 600 RECTANGULAR MANHOLE COVER & FRAME | 30
3.2.1. | Non Stock | POLYMER REPLACEMENT COVERS ONLY TYPE 2A CIRCULAR REPLACEMENT COVER | 1
3.2.2. | 30M100 | MANHOLE COVERS AND FRAMES NON STOCK TYPE 2B CIRCULAR REPLACEMENT COVER | 2
3.2.3. | Non Stock | MANHOLE COVERS AND FRAMES 30M100 TYPE 4A CIRCULAR REPLACEMENT COVER | 0
3.2.4. | Non Stock | MANHOLE COVERS AND FRAMES NON STOCK TABLE 6 RECTANGULAR REPLACEMENT GULLY GRATING | 35
3.2.5. | Non Stock | MANHOLE COVERS AND FRAMES NON STOCK TYPE 9D 600 X 450 RECTANGULAR MANHOLE REPLACEMENT COVER | 3
3.2.6. | Non Stock | MANHOLE COVERS AND FRAMES NON STOCK TYPE 9E 900 X 600 RECTANGULAR MANHOLE REPLACEMENT COVER | 6
3.2.7. | Non Stock | MANHOLE COVERS AND FRAMES NON STOCK TYPE 14B 450 X 450 SQUARE MANHOLE REPLACEMENT COVER | 1
3.3.1.1. | Non Stock | DUCKTILE IRON MANHOLE COVERS AND FRAMES, GRADINGS AND FRAMES AND KERB GULLYS STANDARD NON-VENTILATED (ROUND AND SQUARE) SECUREX DI (ROUND FRAME) Z600D OR EQUIVALENT | 10
3.3.1.2. | Non Stock | DUCKTILE IRON MANHOLE COVERS AND FRAMES, GRADINGS AND FRAMES AND KERB GULLYS STANDARD NON-VENTILATED (ROUND AND SQUARE) SECUREX DI (ROUND FRAME) Z600D INCLUDING REXLOX OR EQUIVALENT | 10
3.3.1.3. | Non Stock | DUCKTILE IRON MANHOLE COVERS AND FRAMES, GRADINGS AND FRAMES AND KERB GULLYS STANDARD NON-VENTILATED (ROUND AND SQUARE) PAMREX (ROUND FRAME) OR EQUIVALENT | 10
3.3.1.4. | Non Stock | DUCKTILE IRON MANHOLE COVERS AND FRAMES, GRADINGS AND FRAMES AND KERB GULLYS STANDARD NON-VENTILATED (ROUND AND SQUARE) PAMREX (SQUARE FRAME) OR EQUIVALENT | 10
3.3.1.5. | Non Stock | DUCKTILE IRON MANHOLE COVERS AND FRAMES, GRADINGS AND FRAMES AND KERB GULLYS STANDARD NON-VENTILATED (ROUND AND SQUARE) AQUAMAX OR EQUIVALENT | 10
3.3.1.6. | Non Stock | DUCKTILE IRON MANHOLE COVERS AND FRAMES, GRADINGS AND FRAMES AND KERB GULLYS STANDARD NON-VENTILATED (ROUND AND SQUARE) SELECT A DI KERB GULLY GRATE 500 OR EQUIVALENT | 10
3.3.1.7. | Non Stock | DUCKTILE IRON MANHOLE COVERS AND FRAMES, GRADINGS AND FRAMES AND KERB GULLYS STANDARD NON-VENTILATED (ROUND AND SQUARE) SELECT A DI KERB GULLY MAXI 750 OR EQUIVALENT | 10
3.4.1.1. | Non Stock | GREY IRON MANHOLE COVERS AND FRAMES SINGLE SEAL CAST IRON MANHOLE COVERS AND FRAMES (SQUARE AND ROUND) GREY IRON COVER AND FRAME TYPE 14B OR EQUIVALENT | 5
3.4.1.2. | Non Stock | GREY IRON MANHOLE COVERS AND FRAMES SINGLE SEAL CAST IRON MANHOLE COVERS AND FRAMES (SQUARE AND ROUND) GREY IRON COVER AND FRAME TYPE 12 OR EQUIVALENT | 5
3.4.1.3. | Non Stock | GREY IRON MANHOLE COVERS AND FRAMES SINGLE SEAL CAST IRON MANHOLE COVERS AND FRAMES (SQUARE AND ROUND) GREY IRON COVER AND FRAME TYPE 9A OR EQUIVALENT | 5
3.4.1.4. | Non Stock | GREY IRON MANHOLE COVERS AND FRAMES SINGLE SEAL CAST IRON MANHOLE COVERS AND FRAMES (SQUARE AND ROUND) GREY IRON COVER AND FRAME TYPE 9B OR EQUIVALENT | 5
3.4.1.5. | Non Stock | GREY IRON MANHOLE COVERS AND FRAMES SINGLE SEAL CAST IRON MANHOLE COVERS AND FRAMES (SQUARE AND ROUND) GREY IRON COVER AND FRAME 900 X 900 OR EQUIVALENT | 5
3.4.1.6. | Non Stock | GREY IRON MANHOLE COVERS AND FRAMES SINGLE SEAL CAST IRON MANHOLE COVERS AND FRAMES (SQUARE AND ROUND) GREY IRON COVER AND FRAME TYPE 9D OR EQUIVALENT | 5
3.4.1.7. | Non Stock | GREY IRON MANHOLE COVERS AND FRAMES SINGLE SEAL CAST IRON MANHOLE COVERS AND FRAMES (SQUARE AND ROUND) GREY IRON COVER AND FRAME CCP 117KG OR EQUIVALENT | 5
3.4.1.8. | Non Stock | GREY IRON MANHOLE COVERS AND FRAMES SINGLE SEAL CAST IRON MANHOLE COVERS AND FRAMES (SQUARE AND ROUND) GREY IRON COVER AND FRAME TYPE 2A OR EQUIVALENT | 5
3.4.1.9. | Non Stock | GREY IRON MANHOLE COVERS AND FRAMES SINGLE SEAL CAST IRON MANHOLE COVERS AND FRAMES (SQUARE AND ROUND) GREY IRON COVER AND FRAME TYPE 4 OR EQUIVALENT | 5
3.4.1.10. | Non Stock | GREY IRON MANHOLE COVERS AND FRAMES SINGLE SEAL CAST IRON MANHOLE COVERS AND FRAMES (SQUARE AND ROUND) STORMWATER GI GRATE AND FRAME OR EQUIVALENT | 5
4.1. | Non Stock | BALL FLOAT PLAS/ORANGE 110X8MM | 1
4.2. | Non Stock | BASIN PLASTIC CHRISTY + BRACKET | 1
4.3. | Non Stock | BASIN: BETA BASIN FLAIR COMMERCIAL | 1
4.4. | Non Stock | BASINWASTE 32 X 85 UNSLOTTED | 1
4.5. | Non Stock | BATH SINK WASTE WITH PLUG | 1
4.6. | Non Stock | BOLT SET FIXG: 8448ZO #1500212 | 1
4.7. | Non Stock | CHAIN BASIN W/STAY CP | 1
4.8. | Non Stock | CISTERN DUTTON FP16A ELF MECHANISM | 1
4.9. | Non Stock | CISTERN INSIDE BETA LL FP15C | 1
4.10. | Non Stock | CISTERN OUTLET 1 3/4 CP HAND | 1
4.11. | Non Stock | CISTERN WHITE ELF LL 9L W/BALL | 1
4.12. | Non Stock | EXTENDED CONN 32M TUBE | 1
4.13. | Non Stock | FLEXIBLE BRAIDED CONNECTOR | 1
4.14. | Non Stock | FLUSH: MW2 DUAL FLUSH EXT2" + BIBO ADAPTER | 1
4.15. | Non Stock | FLUSH: DUTTON FP10F SUPA FLUSH VALVE (OR COMPATABLE) | 1
4.16. | Non Stock | GEYSER ELEMENT SPIRAL INCALLOY 3KW | 1
4.17. | Non Stock | GEYSER GASKET FLANGE MK2 FLG337 | 1
4.18. | Non Stock | GEYSER THERMOSTST KWIKTHERM 11 20AMPS TH208 | 1
4.19. | Non Stock | HEAD PART START TYPE 15MM | 1
4.20. | Non Stock | HEAD PART: S-KM9.201B HEAD PART CP PUSHTAP | 1
4.21. | Non Stock | HOSE CLAMP GALV G32W 14 - 27MM | 1
4.22. | Non Stock | INLET DUTTON FP3 KLEENFLO SIDE INLET (OR COMPATABLE) | 1
4.23. | Non Stock | INSERT FOR COBRA PIPE 15MM | 1
4.24. | Non Stock | INSERT FOR COBRA PIPE 22MM | 1
4.25. | Non Stock | NUT: BRASS BACKNUT 15MM | 1
4.26. | Non Stock | PAN EASY FLUSH 2.5L CAPACITY | 1
4.27. | Non Stock | PAN VAAL TOILET SUITE HIBISCUS | 1
4.28. | Non Stock | PAN WHITE PROTEA LOW LEVEL KERADN | 1
4.29. | Non Stock | PVC PIPE ABOVE GROUND 110MM | 1
4.30. | Non Stock | PVC PIPE UNDERGROUND 110MM | 1
4.31. | Non Stock | PVC PIPE WHITE E-SPEC 40MMX6 | 1
4.32. | Non Stock | PVC PIPE WHITE E-SPEC 50MMX6 | 1
4.33. | Non Stock | PVC UG DOUBLE SOCKET 110MM | 1
4.34. | Non Stock | PVC UG SOCKET KIMBERLEY 110MM | 1
4.35. | Non Stock | PVC UG SINGLE SOCKET 110MM | 1
4.36. | Non Stock | PVC UG RIBBED BEND 87.5', INSPECTION EYE 110MM, | 1
4.37. | Non Stock | PVC UG RIBBED BEND 22.5', 110MM, | 1
4.38. | Non Stock | PVC UG BEND 135', 110MM | 1
4.39. | Non Stock | PVC UG BEND 135', INSPECTION EYE 110MM | 1
4.40. | Non Stock | PVC UG BEND 90' 110MM | 1
4.41. | Non Stock | PVC UG RIBBED R/H JUNCTION 45?, INSPECTION EYE 110MM, | 1
4.42. | Non Stock | PVC UG RIBBED L/H JUNCTION 45?, INSPECTION EYE, 110MM, | 1
4.43. | Non Stock | PVC UG RIBBED JUNCTION 45' 110MM | 1
4.44. | Non Stock | PVC UG INSPECTION PIPE, 110MM | 1
4.45. | Non Stock | PVC UG JUNCTION 45?, 110MM, | 1
4.46. | Non Stock | PVC UG JUNCTION 45?, R/H, INSPECTION EYE, 110MM | 1
4.47. | Non Stock | PVC UG JUNCTION 45?, L/H, INSPECTION EYE, 110MM | 1
4.48. | Non Stock | PVC UG JUNCTION 90?, 110MM, | 1
4.49. | Non Stock | PVC UG JUNCTION 45?, | 1
4.50. | Non Stock | PVC UG ADAPTOR PVC/EW FEMALE, 110MM, | 1
4.51. | Non Stock | PVC UG ADAPTOR PVC/EW MALE, 110MM, | 1
4.52. | Non Stock | PVC RODDING EYE 45 DEG X 110MM | 1
4.53. | Non Stock | PVC STOP END 110MM FEMALE | 1
4.54. | Non Stock | PVC STOP END 110MM MALE | 1
4.55. | Non Stock | PVC GULLY HEAD & GRATE, 150MM, | 1
4.56. | Non Stock | PVC JUNCTION 95? DOUBLE REDUCING PLAIN, 110 X 50MM | 1
4.57. | Non Stock | PVC JUNCTION 95? DOUBLE REDUCING, INSPECTION EYE, 110 X 50MM | 1
4.58. | Non Stock | PVC JUNCTION 95? SINGLE REDUCING PLAIN, 110 X 50MM | 1
4.59. | Non Stock | PVC JUNCTION 95? SINGLE REDUCING, INSPECTION EYE HEEL, 110 X 50MM | 1
4.60. | Non Stock | PVC BEND 90? PLAIN, 110MM | 1
4.61. | Non Stock | PVC BEND BEND 90? INSPECTION EYE HEEL, | 1
4.62. | Non Stock | PVC BEND VENT HORN INSPECTION EYE HEEL 110MM | 1
4.63. | Non Stock | PVC PAN CONNECTOR FOXYFIT | 1
4.64. | Non Stock | PVC PAN CONNECTOR STRAIGHT COLLAR 110 | 1
4.65. | Non Stock | PVC PAN CONNECTOR: HEPWORTH FLEXIBLE PAN CONNECTOR | 1
4.66. | Non Stock | PVCPAN KWICKPAN CONNECTOR, | 1
4.67. | Non Stock | PVC WASTE ACCESS CAP 11/4 BSP | 1
4.68. | Non Stock | PVC WASTE ACCESS CAP 11/5 BSP | 1
4.69. | Non Stock | PVC WATSE STOPEND FEMALE 40MM | 1
4.70. | Non Stock | PVC WATSE STOPEND FEMALE 50MM | 1
4.71. | Non Stock | PVC WATSE REDUCER SOCKET 50MM X 40MM | 1
4.72. | Non Stock | PVC WASTE SOCKET 40MM | 1
4.73. | Non Stock | PVC WASTE SOCKET 50MM | 1
4.74. | Non Stock | PVC WATSE STRAP ON BOSS 110MM X 50MM | 1
4.75. | Non Stock | PVC HOLDER BAT OR HILTI NAIL 40MM | 1
4.76. | Non Stock | PVC HOLDER BAT OR HILTI NAIL 50MM | 1
4.77. | Non Stock | PVC WASTE JUNCTION PLAIN 40MM X 87.5' | 1
4.78. | Non Stock | PVC WASTE JUNCTION PLAIN 50MM X 87.5' | 1
4.79. | Non Stock | PVC WASTE JUNCTION INSPECTION 40MM X 87.5' | 1
4.80. | Non Stock | PVC WASTE JUNCTION INSPECTION 50MM X 87.5' | 1
4.81. | Non Stock | PVC WASTE JUNCTION PLAIN 40MM X 135' OR 45' | 1
4.82. | Non Stock | PVC WASTE JUNCTION PLAIN 50MM X 135' OR 45' | 1
4.83. | Non Stock | PVC WASTE JUNCTION INSPECTION 40MM X 135' OR 45' | 1
4.84. | Non Stock | PVC WASTE JUNCTION INSPECTION 50MM X 135' OR 45' | 1
4.85. | Non Stock | PVC WASTE BEND 40MM X 135' OR 45' | 1
4.86. | Non Stock | PVC WASTE BEND 50MM X 135' OR 45' | 1
4.87. | Non Stock | PVC WASTE BEND INSPECTION 40MM X 135' OR 45' | 1
4.88. | Non Stock | PVC WASTE BEND INSPECTION 50MM X 135 OR 45' | 1
4.89. | Non Stock | PVC WASTE SHORT BEND 40MM X 135' OR 45' | 1
4.90. | Non Stock | PVC WASTE SHORT BEND 50MM X 135' OR 45' | 1
4.91. | Non Stock | PVC WASTE SHORT BEND INSPECTION 40MM X 135' OR 45' | 1
4.92. | Non Stock | PVC WASTE SHORT BEND INSPECTION 50MM X 135 OR 45' | 1
4.93. | Non Stock | PVC WASTE BEND PLAIN 40MM X 90' | 1
4.94. | Non Stock | PVC WASTE BEND PLAIN 50MM X 90' | 1
4.95. | Non Stock | PVC WASTE BEND INSPECTION 40MM X 90' | 1
4.96. | Non Stock | PVC WASTE BEND INSPECTION 50MM X 90' | 1
4.97. | Non Stock | PVC WASTE SHORT BEND PLAIN 40MM X 90' | 1
4.98. | Non Stock | PVC WASTE SHORT BEND PLAIN 50MM X 90' | 1
4.99. | Non Stock | PVC WASTE SHORT BEND INSPECTION 40MM X 90' | 1
4.100. | Non Stock | PVC WASTE SHORT BEND INSPECTION 50MM X 90' | 1
4.101. | Non Stock | PVC VENT VALVE TWO WAY 50MM | 1
4.102. | Non Stock | PVC VENT VALVE ONE WAY 50MM | 1
4.103. | Non Stock | PVC DOUBLE SOCKET 50 | 1
4.104. | Non Stock | RUBBER: BUNG RUBBER FOR FLUSH PIPE | 1
4.105. | Non Stock | RUBBER: CLOSET CONE BLACK / WHITE PVC. | 1
4.106. | Non Stock | RUBBER: CLOSET RUBBER BUNG | 1
4.107. | Non Stock | SHOWER HEAD AQUA SHELL (OR SIMILAR APPROVED) | 1
4.108. | Non Stock | STANDPIPE POLYPROP 15MM WITH WALLPLATE ELBOW 950 | 1
4.109. | Non Stock | TAP MIXER: ASPEN LITE WALL SINK MIXER | 1
4.110. | Non Stock | TAP MIXER: SINK MIX ER SOLO | 1
4.111. | Non Stock | TAP PILLAR 1/2 CP | 1
4.112. | Non Stock | TAP STOPCOCK UNDER WALL 15MM | 1
4.113. | Non Stock | TAP: KM2.302-15 PUSHBUTTON S/TAP 15 | 1
4.114. | Non Stock | TOILET SEAT DUTTON ELF 82 OR SIMILAR APPROVED | 1
4.115. | Non Stock | TOILET SEAT WHITE WOODEN SEAT | 1
4.116. | Non Stock | TRAP: PVC BASIN P - TRAP 32MM | 1
4.117. | Non Stock | TRAP: PVC BASIN P - TRAP 40MM | 1
4.118. | Non Stock | TRAP: PVC BOTTLE TRAP 40 X 40MM | 1
4.119. | Non Stock | TRAP: PVC DOUBLE BOWL SINK COMBO TRAP | 1
4.120. | Non Stock | VACUUM BREAKER 20MM CXC HI-FLO | 1
4.121. | Non Stock | VALVE: C- FM 8.30 PISTON TOILET VALVE | 1
4.122. | Non Stock | VALVE: HANDLE OR ARM BETA VALVE | 1
4.123. | Non Stock | VALVE: HI-FLO MULTI VALVE 400KP OR 600KP | 1
4.124. | Non Stock | WASHER CONICAL FOR 40MM WASTE TRAP | 1
4.125. | Non Stock | WASHER FOR P-TRAP 32MM | 1
4.126. | Non Stock | WASHER FOR P-TRAP 40MM | 1
4.127. | Non Stock | WASHER: FIBRE WASHER 16X24X2MM | 1
4.128. | Non Stock | WASHER: FIBRE WASHER 24.35X29X1.66MM | 1
4.129. | Non Stock | WASTE BASIN W/P BRASS -32 | 1
5.1. | Non Stock | TAP HOSE BIB TAP20 - 3/4 HOSE UNION | 1
5.2. | Non Stock | TAP 15MM PLAIN BIB TAP JUNIOR | 1
5.3. | Non Stock | TAP 20MM PLAIN BIB TAP JUNIOR | 1
5.4. | Non Stock | TAP 15MM HOSE JUNIOR BIB DEMAND 3/4 HOSE UNION | 1
5.5. | Non Stock | TAP 15MM PLAIN JUNIOR BIB DEMAND TAP | 1
5.6. | Non Stock | TAP 20MM PLAIN JUNIOR BIB DEMAND TAP | 1
5.8. | Non Stock | TAP STOP TAP - COPPER X COPPER | 1
5.9. | Non Stock | TAP STOP TAP - FUSION X FUSION | 1
5.10. | Non Stock | TAP STOP TAP - MALE X MALE | 1
5.11. | Non Stock | TAP STOP TAP DEMAND - COPPER X COPPER | 1
5.12. | Non Stock | TAP STOP TAP DEMAND - MALE X MALE | 1
5.13. | Non Stock | TAP HOSE BIB TAP20 - 3/4 HOSE UNION | 1
5.15. | Non Stock | TAP STOP TAP - COPPER X COPPER 20MM | 1
5.16. | Non Stock | TAP STOP TAP - MALE X MALE 20MM | 1
5.17. | Non Stock | TAP STANDPIPE PILLAR TAP - 1/2 BOTTOM INLET | 1
5.18. | Non Stock | TAP 15MM HOSE BIB TAP JUNIOR- 3/4 HOSE UNION | 1
5.19. | Non Stock | TAP 20MM HOSE BIB TAP JUNIOR- 3/4 HOSE UNION | 1
5.20. | Non Stock | TAP STANDPIPE PILLAR TAP - 3/4 BOTTOM INLET | 1
5.22. | Non Stock | CAP NUT 15MM | 1
5.23. | Non Stock | COPPER X STOP-END | 1
5.24. | Non Stock | COUPLING COPPER X 20MM MALE COUPLER | 1
5.25. | Non Stock | COUPLING COPPER X COPPER COUPLER | 1
5.26. | Non Stock | COUPLING COPPER X COPPER SLIP COUPLER | 1
5.27. | Non Stock | COUPLING COPPER X FEMALE COUPLER | 1
5.28. | Non Stock | COUPLING COPPER X MALE COUPLER | 1
5.29. | Non Stock | ELBOW 90 DEGREE COPPER X 20MM MALE | 1
5.30. | Non Stock | ELBOW 90 DEGREE COPPER X COPPER | 1
5.31. | Non Stock | ELBOW 90 DEGREE COPPER X FEMALE | 1
5.32. | Non Stock | ELBOW 90 DEGREE COPPER X MALE | 1
5.33. | Non Stock | ELBOW 90 DEGREE WALL-PLATE | 1
5.34. | Non Stock | REDUCER 20 X 15 | 1
5.35. | Non Stock | TEE COPPER X COPPER X COPPER | 1
5.36. | Non Stock | TEE COPPER X FEMALE X COPPER | 1
6.1. | Non Stock | CISTERN SPARES VALVE ARM 120MM | 1
6.2. | Non Stock | CISTERN SPARES VALVE ARM 162MM | 1
6.3. | Non Stock | CISTERN SPARES VALVE ARM 194MM | 1
6.4. | Non Stock | CISTERN SPARES VALVE ARM 267MM | 1
7.1. | Non Stock | RATCHET SPANNER SET 15MM - 24MM | 1
7.2. | Non Stock | SPANNER LOOSE SIZE 10 RING FLAT (GEDORE OR SIMILAR APPROVED) | 1
7.3. | Non Stock | SPANNER LOOSE SIZE 11 RING FLAT (GEDORE OR SIMILAR APPROVED) | 1
7.4. | Non Stock | SPANNER LOOSE SIZE 12 RING FLAT (GEDORE OR SIMILAR APPROVED) | 1
7.5. | Non Stock | SPANNER LOOSE SIZE 13 RING FLAT (GEDORE OR SIMILAR APPROVED) | 1
7.6. | Non Stock | SPANNER LOOSE SIZE 14 RING FLAT (GEDORE OR SIMILAR APPROVED) | 1
7.7. | Non Stock | SPANNER LOOSE SIZE 19 RING FLAT (GEDORE OR SIMILAR APPROVED) | 1
7.8. | Non Stock | SPANNER LOOSE SIZE 22 RING FLAT (GEDORE OR SIMILAR APPROVED) | 1
7.9. | Non Stock | SPANNER LOOSE SIZE 24 RING FLAT (GEDORE OR SIMILAR APPROVED) | 1
7.10. | Non Stock | SPANNER LOOSE SIZE 32 RING FLAT (GEDORE OR SIMILAR APPROVED) | 1
7.11. | Non Stock | SPANNER LOOSE SIZE 34 RING FLAT (GEDORE OR SIMILAR APPROVED) | 1
7.12. | Non Stock | 250MM PIPE WRENCH | 1
7.13. | Non Stock | 350MM PIPE WRENCH | 1
7.14. | Non Stock | 450MM PIPE WRENCH | 1
7.15. | Non Stock | 600MM PIPE WRENCH | 1
7.16. | Non Stock | 900MM PIPE WRENCH | 1
7.17. | Non Stock | RED KNOB PROFESSIONAL HACKSAW | 1
7.18. | Non Stock | HAMMER: 450MM BALL PEIN | 1
7.19. | Non Stock | CLUB HAMMER 1.8 KG FIBRE HANDLE | 1
7.20. | Non Stock | PLIERS: 250MM WATER PUMP | 1
7.21. | Non Stock | PLIERS: 300MM WATER PUMP | 1
7.22. | Non Stock | PLIERS: 250MM FENCING | 1
7.23. | Non Stock | ADJUSTABLE WRENCH: 200MM | 1
7.24. | Non Stock | ADJUSTABLE WRENCH: 250MM | 1
7.25. | Non Stock | ADJUSTABLE WRENCH: 300MM | 1
7.26. | Non Stock | MEASURING TAPE; 10M STANLEY OR SIMILAR APPROVED (WHERE BRAND NAMES ARE MENTIONED IT IS ONLY TO SHOW A QUALITY STANDARD) | 1
7.27. | Non Stock | HATCHET: 0.9KG POLY HANDLE LASHER OR SIMILAR APPROVED | 1
7.28. | Non Stock | CHISEL: 300MMX25MM | 1
7.29. | Non Stock | HAMMER: SLEDGE HAMMER 3.6KG | 1
7.30. | Non Stock | SPIRIT LEVEL: 600MM | 1
7.31. | Non Stock | PVC PIPE CUTTER | 1
7.32. | Non Stock | TUBE CUTTER: 6 - 42MM | 1
8.1.2. | Non Stock | COMPRESSION FITTINGS ELBOW MALE COMBINATION (P X MI) FF 1190 - 13MM X 15MM ½" BSP | 1
8.1.3. | Non Stock | COMPRESSION FITTINGS ELBOW MALE COMBINATION (P X MI) FF 1015 - 15MM X 15MM ½" BSP | 1
8.1.4. | Non Stock | COMPRESSION FITTINGS ELBOW MALE COMBINATION (P X MI) FF 1192 - 15MM X 20MM ¾" BSP | 1
8.1.5. | Non Stock | COMPRESSION FITTINGS ELBOW MALE COMBINATION (P X MI) FF 1016 - 20MM X 20MM ¾" BSP | 1
8.1.6. | Non Stock | COMPRESSION FITTINGS ELBOW MALE COMBINATION (P X MI) FF 1017 - 20MM X 15MM ½" BSP | 1
8.1.7. | Non Stock | COMPRESSION FITTINGS ELBOW MALE COMBINATION (P X MI) FF 1096 - 25MM X 15MM ½" BSP | 1
8.1.8. | Non Stock | COMPRESSION FITTINGS ELBOW MALE COMBINATION (P X MI) FF 1100 - 25MM X 20MM ¾" BSP | 1
8.1.9. | Non Stock | COMPRESSION FITTINGS ELBOW MALE COMBINATION (P X MI) FF 1350 - 25MM X 25MM 1" BSP | 1
8.1.10. | Non Stock | COMPRESSION FITTINGS ELBOW REDUCING FF 1256 - 20MM X 15MM | 1
8.1.11. | Non Stock | COMPRESSION FITTINGS ELBOWS FF 1012 - 13MM | 1
8.1.12. | Non Stock | COMPRESSION FITTINGS ELBOWS FF 1013 - 15MM | 1
8.1.13. | Non Stock | COMPRESSION FITTINGS ELBOWS FF 1014 - 20MM | 1
8.1.14. | Non Stock | COMPRESSION FITTINGS ELBOWS FF 1060 - 25MM | 1
8.1.15. | Non Stock | COMPRESSION FITTINGS ELBOWS FEMALE COMBINATION (P X FI) FF 2220 - 15MM X 15MM ½" BSP | 1
8.1.16. | Non Stock | COMPRESSION FITTINGS ELBOWS FEMALE COMBINATION (P X FI) FF 2240 - 20MM X 15MM ½" BSP | 1
8.1.17. | Non Stock | COMPRESSION FITTINGS ELBOWS FEMALE COMBINATION (P X FI) FF 2250 - 20MM X 20MM ¾" BSP | 1
8.1.18. | Non Stock | COMPRESSION FITTINGS ELBOWS FEMALE COMBINATION (P X FI) FF 2260 - 25MM X 15MM ½" BSP | 1
8.1.19. | Non Stock | COMPRESSION FITTINGS ELBOWS FEMALE COMBINATION (P X FI) FF 2270 - 25MM X 20MM ¾" BSP | 1
8.1.20. | Non Stock | COMPRESSION FITTINGS END PLUGS COMPRESSION FITTINGS END PLUGS FF 1018 - 13MM | 1
8.1.21. | Non Stock | COMPRESSION FITTINGS END PLUGS COMPRESSION FITTINGS NON STOCK FF 1019 - 15MM | 1
8.1.22. | Non Stock | COMPRESSION FITTINGS END PLUGS COMPRESSION FITTINGS NON STOCK FF 1020 - 20MM | 1
8.1.23. | Non Stock | COMPRESSION FITTINGS END PLUGS COMPRESSION FITTINGS NON STOCK FF 1030 - 25MM | 1
8.1.24. | Non Stock | COMPRESSION FITTINGS MALE ADAPTORS (P X MI) FF 1021 - 15MM X 15MM ½" BSP | 1
8.1.25. | Non Stock | COMPRESSION FITTINGS MALE ADAPTORS (P X MI) FF 1032 - 15MM X 20MM ¾" BSP | 1
8.1.26. | Non Stock | COMPRESSION FITTINGS MALE ADAPTORS (P X MI) FF 1033 - 20MM X 15MM ½" BSP | 1
8.1.27. | Non Stock | COMPRESSION FITTINGS MALE ADAPTORS (P X MI) FF 1022 - 20MM X 20MM ¾" BSP | 1
8.1.28. | Non Stock | COMPRESSION FITTINGS MALE ADAPTORS (P X MI) FF 1034 - 20MM X 25MM 1" BSP | 1
8.1.29. | Non Stock | COMPRESSION FITTINGS MALE ADAPTORS (P X MI) FF 1036 - 25MM X 15MM ½" BSP | 1
8.1.30. | Non Stock | COMPRESSION FITTINGS MALE ADAPTORS (P X MI) FF 1037 - 25MM X 20MM ¾" BSP | 1
8.1.31. | Non Stock | COMPRESSION FITTINGS MALE ADAPTORS (P X MI) FF 1035 - 25MM X 25MM 1" BSP | 1
8.1.33. | Non Stock | COMPRESSION FITTINGS REDUCERS COMPRESSION FITTINGS REDUCERS FF 1004 - 15MM X 13MM | 1
8.1.34. | Non Stock | COMPRESSION FITTINGS REDUCERS COMPRESSION FITTINGS NON STOCK FF 1120 - 20MM X 13MM | 1
8.1.35. | Non Stock | COMPRESSION FITTINGS REDUCERS COMPRESSION FITTINGS NON STOCK FF 1005 - 20MM X 15MM | 1
8.1.36. | Non Stock | COMPRESSION FITTINGS REDUCERS COMPRESSION FITTINGS NON STOCK FF 1110 - 25MM X 15MM | 1
8.1.37. | Non Stock | COMPRESSION FITTINGS REDUCERS COMPRESSION FITTINGS NON STOCK FF 1045 - 25MM X 20MM | 1
8.1.38. | Non Stock | COMPRESSION FITTINGS TEES (EQUAL) FF 1006 - 13MM | 1
8.1.39. | Non Stock | COMPRESSION FITTINGS TEES (EQUAL) FF 1007 - 15MM | 1
8.1.40. | Non Stock | COMPRESSION FITTINGS TEES (EQUAL) FF 1008 - 20MM | 1
8.1.41. | Non Stock | COMPRESSION FITTINGS TEES (EQUAL) FF 1050 - 25MM | 1
8.1.42. | Non Stock | COMPRESSION FITTINGS TEES FEMALE COMBINATION (P X FI) FF 2130 - 20MM X 15MM ½" BSP | 1
8.1.43. | Non Stock | COMPRESSION FITTINGS TEES FEMALE COMBINATION (P X FI) FF 2140 - 20MM X 20MM ¾" BSP | 1
8.1.44. | Non Stock | COMPRESSION FITTINGS TEES FEMALE COMBINATION (P X FI) FF 2150 - 25MM X 15MM ½" BSP | 1
8.1.45. | Non Stock | COMPRESSION FITTINGS TEES FEMALE COMBINATION (P X FI) FF 2160 - 25MM X 20MM ¾" BSP | 1
8.1.46. | Non Stock | COMPRESSION FITTINGS TEES MALE COMBINATION (P X MI) FF 1180 - 13MM X 15MM ½" BSP | 1
8.1.47. | Non Stock | COMPRESSION FITTINGS TEES MALE COMBINATION (P X MI) FF 1009 - 15MM X 15MM ½" BSP | 1
8.1.48. | Non Stock | COMPRESSION FITTINGS TEES MALE COMBINATION (P X MI) FF 1182 - 15MM X 20MM ¾" BSP | 1
8.1.49. | Non Stock | COMPRESSION FITTINGS TEES MALE COMBINATION (P X MI) FF 1010 - 20MM X 20MM ¾" BSP | 1
8.1.50. | Non Stock | COMPRESSION FITTINGS TEES MALE COMBINATION (P X MI) FF 1011 - 20MM X 15MM ½" BSP | 1
8.1.51. | Non Stock | COMPRESSION FITTINGS TEES MALE COMBINATION (P X MI) FF 1080 - 25MM X 15MM ½" BSP | 1
8.1.52. | Non Stock | COMPRESSION FITTINGS TEES MALE COMBINATION (P X MI) FF 1089 - 25MM X 20MM ¾" BSP | 1
8.1.53. | Non Stock | COMPRESSION FITTINGS TEES MALE COMBINATION (P X MI) FF 1300 - 25MM X 25MM 1" BSP | 1
8.1.54. | Non Stock | COMPRESSION FITTINGS TEES REDUCING FF 1028 - 15MM X 13MM | 1
8.1.55. | Non Stock | COMPRESSION FITTINGS TEES REDUCING FF 1024 - 20MM X 13MM | 1
8.1.56. | Non Stock | COMPRESSION FITTINGS TEES REDUCING FF 1025 - 20MM X 15MM | 1
8.1.57. | Non Stock | COMPRESSION FITTINGS TEES REDUCING FF 1070 - 25MM X 15MM | 1
8.1.58. | Non Stock | COMPRESSION FITTINGS TEES REDUCING FF 1105 - 25MM X 20MM | 1
8.1.59. | Non Stock | COMPRESSION FITTINGS SNAP-ON / FULL FLOW HOSE CONNECTORS SB 350 - 13MM | 1
8.1.60. | Non Stock | COMPRESSION FITTINGS SNAP-ON / FULL FLOW HOSE CONNECTORS SB 360 - 15MM | 1
8.1.61. | Non Stock | COMPRESSION FITTINGS SNAP-ON / FULL FLOW HOSE CONNECTORS SB 370 - 20MM | 1
8.1.62. | Non Stock | COMPRESSION FITTINGS FLOW CONTROLS FF 1140 - 13MM | 1
8.1.63. | Non Stock | COMPRESSION FITTINGS FLOW CONTROLS FF 1150 - 15MM | 1
8.1.64. | Non Stock | COMPRESSION FITTINGS FLOW CONTROLS FF 1160 - 20MM | 1
8.1.65. | Non Stock | COMPRESSION FITTINGS REDUCING BUSH REDUCING BUSH (15MM-20MM) ½" X ¾" BSP | 1
8.1.66. | Non Stock | COMPRESSION FITTINGS REDUCING BUSH REDUCING BUSH (25MM-15MM) 1" X ½" BSP | 1
8.1.67. | Non Stock | COMPRESSION FITTINGS REDUCING BUSH REDUCING BUSH (25MM-20MM) 1" X ¾" BSP | 1
8.1.68. | Non Stock | COMPRESSION FITTINGS REDUCING BUSH REDUCING BUSH (32MM-15MM) 1¼" X ½" BSP | 1
8.1.69. | Non Stock | COMPRESSION FITTINGS REDUCING BUSH REDUCING BUSH (32MM-20MM) 1¼" X ¾" BSP | 1
8.1.70. | Non Stock | COMPRESSION FITTINGS REDUCING BUSH REDUCING BUSH (32MM-25MM) 1¼" X 1" BSP | 1
8.1.71. | Non Stock | COMPRESSION FITTINGS REDUCING BUSH REDUCING BUSH (40MM-15MM) 1½" X ½" BSP | 1
8.1.72. | Non Stock | COMPRESSION FITTINGS REDUCING BUSH REDUCING BUSH (40MM-20MM) 1½" X ¾" BSP | 1
8.1.73. | Non Stock | COMPRESSION FITTINGS REDUCING BUSH REDUCING BUSH (40MM-25MM) 1½" X 1" BSP | 1
8.1.74. | Non Stock | COMPRESSION FITTINGS REDUCING BUSH REDUCING BUSH (40MM-32MM) 1½" X 1¼" BSP | 1
8.1.75. | Non Stock | COMPRESSION FITTINGS REDUCING BUSH REDUCING BUSH (50MM-20MM) 2" X ¾" BSP | 1
8.1.76. | Non Stock | COMPRESSION FITTINGS REDUCING BUSH REDUCING BUSH (50MM-20MM) 2" X 1" BSP | 1
8.1.77. | Non Stock | COMPRESSION FITTINGS REDUCING BUSH REDUCING BUSH (50MM-32MM) 2" X 1¼" BSP | 1
8.1.78. | Non Stock | COMPRESSION FITTINGS REDUCING BUSH REDUCING BUSH (50MM-40MM) 2" X 1½" BSP | 1
8.1.79. | Non Stock | COMPRESSION FITTINGS HEX REDUCING NIPPLE (20MM - 15MM) ¾" X ½" BSP | 1
8.1.80. | Non Stock | COMPRESSION FITTINGS HEX REDUCING NIPPLE (25MM - 15MM) 1" X ½" BSP | 1
8.1.81. | Non Stock | COMPRESSION FITTINGS HEX REDUCING NIPPLE (25MM - 20MM) 1" X ¾" BSP | 1
8.1.82. | Non Stock | COMPRESSION FITTINGS HEX NIPPLE 15MM ½" BSP | 1
8.1.83. | Non Stock | COMPRESSION FITTINGS HEX NIPPLE 20MM ¾" BSP | 1
8.1.84. | Non Stock | COMPRESSION FITTINGS HEX NIPPLE 25MM 1" BSP | 1
8.1.85. | Non Stock | COMPRESSION FITTINGS HEX NIPPLE 32MM 1¼" BSP | 1
8.1.86. | Non Stock | COMPRESSION FITTINGS HEX NIPPLE 40MM 1½" BSP | 1
8.1.87. | Non Stock | COMPRESSION FITTINGS HEX NIPPLE 50MM 2" BSP | 1
8.1.88. | Non Stock | COMPRESSION FITTINGS EMJAY SOCKET 15MM ½" BSP (15MM) | 1
8.1.89. | Non Stock | COMPRESSION FITTINGS EMJAY SOCKET 20MM ¾" BSP (20MM) | 1
8.1.90. | Non Stock | COMPRESSION FITTINGS EMJAY SOCKET 25MM 1" BSP (25MM) | 1
8.1.91. | Non Stock | COMPRESSION FITTINGS CONNECTOR 15MM | 1
8.1.92. | Non Stock | COMPRESSION FITTINGS CONNECTOR 20MM | 1
8.1.93. | Non Stock | COMPRESSION FITTINGS CONNECTOR 25MM | 1
8.1.94. | Non Stock | COMPRESSION FITTINGS CONNECTOR 32MM | 1
8.1.95. | Non Stock | COMPRESSION FITTINGS CONNECTOR 40MM | 1
8.1.96. | Non Stock | COMPRESSION FITTINGS CONNECTOR 50MM | 1
8.1.97. | Non Stock | COMPRESSION FITTINGS EQUAL TEEPIECE 15MM | 1
8.1.98. | Non Stock | COMPRESSION FITTINGS EQUAL TEEPIECE 20MM | 1
8.1.99. | Non Stock | COMPRESSION FITTINGS EQUAL TEEPIECE 25MM | 1
8.1.100. | Non Stock | COMPRESSION FITTINGS EQUAL TEEPIECE 32MM | 1
8.1.101. | Non Stock | COMPRESSION FITTINGS EQUAL TEEPIECE 40MM | 1
8.1.102. | Non Stock | COMPRESSION FITTINGS EQUAL TEEPIECE 50MM | 1
8.1.104. | Non Stock | COMPRESSION FITTINGS ELBOW 15MM | 1
8.1.105. | Non Stock | COMPRESSION FITTINGS ELBOW 20MM | 1
8.1.106. | Non Stock | COMPRESSION FITTINGS ELBOW 25MM | 1
8.1.107. | Non Stock | COMPRESSION FITTINGS ELBOW 32MM | 1
8.1.108. | Non Stock | COMPRESSION FITTINGS ELBOW 40MM | 1
8.1.109. | Non Stock | COMPRESSION FITTINGS ELBOW 50MM | 1
8.1.110. | Non Stock | COMPRESSION FITTINGS MALE COMBINATION TEEPIECE (POP-UP TEE PIECE) 15MM X 15MM ½" BSP | 1
8.1.111. | Non Stock | COMPRESSION FITTINGS MALE COMBINATION TEEPIECE (POP-UP TEE PIECE) 20MM X 15MM ½" BSP | 1
8.1.112. | Non Stock | COMPRESSION FITTINGS MALE COMBINATION TEEPIECE (POP-UP TEE PIECE) 20MM X 20MM ¾" BSP | 1
8.1.113. | Non Stock | COMPRESSION FITTINGS MALE COMBINATION TEEPIECE (POP-UP TEE PIECE) 25MM X 15MM ½" BSP | 1
8.1.114. | Non Stock | COMPRESSION FITTINGS MALE COMBINATION TEEPIECE (POP-UP TEE PIECE) 25MM X 20MM ¾" BSP | 1
8.1.115. | Non Stock | COMPRESSION FITTINGS MALE COMBINATION TEEPIECE (POP-UP TEE PIECE) 25MM X 25MM 1" BSP | 1
8.1.116. | Non Stock | COMPRESSION FITTINGS MALE COMBINATION TEEPIECE (POP-UP TEE PIECE) 32MM X 15MM ½" BSP | 1
8.1.117. | Non Stock | COMPRESSION FITTINGS MALE COMBINATION TEEPIECE (POP-UP TEE PIECE) 32MM X 20MM ¾" BSP | 1
8.1.118. | Non Stock | COMPRESSION FITTINGS MALE COMBINATION TEEPIECE (POP-UP TEE PIECE) 32MM X 25MM 1" BSP | 1
8.1.119. | Non Stock | COMPRESSION FITTINGS MALE COMBINATION TEEPIECE (POP-UP TEE PIECE) 32MM X 32MM 1¼" BSP | 1
8.1.120. | Non Stock | COMPRESSION FITTINGS MALE COMBINATION ELBOW (POP-UP ELBOW) 15MM X 15MM ½" BSP | 1
8.1.121. | Non Stock | COMPRESSION FITTINGS MALE COMBINATION ELBOW (POP-UP ELBOW) 20MM X 15MM ½" BSP | 1
8.1.122. | Non Stock | COMPRESSION FITTINGS MALE COMBINATION ELBOW (POP-UP ELBOW) 20MM X 20MM ¾" BSP | 1
8.1.123. | Non Stock | COMPRESSION FITTINGS MALE COMBINATION ELBOW (POP-UP ELBOW) 25MM X 15MM ½" BSP | 1
8.1.124. | Non Stock | COMPRESSION FITTINGS MALE COMBINATION ELBOW (POP-UP ELBOW) 25MM X 20MM ¾" BSP | 1
8.1.125. | Non Stock | COMPRESSION FITTINGS MALE COMBINATION ELBOW (POP-UP ELBOW) 25MM X 25MM 1" BSP | 1
8.1.126. | Non Stock | COMPRESSION FITTINGS MALE COMBINATION ELBOW (POP-UP ELBOW) 32MM X 32MM 1¼" BSP | 1
8.1.127. | Non Stock | COMPRESSION FITTINGS FEMALE COMBINATION ELBOW 15MM X 15MM ½" BSP | 1
8.1.128. | Non Stock | COMPRESSION FITTINGS FEMALE COMBINATION ELBOW 20MM X 15MM ½" BSP | 1
8.1.129. | Non Stock | COMPRESSION FITTINGS FEMALE COMBINATION ELBOW 20MM X 20MM ¾" BSP | 1
8.1.130. | Non Stock | COMPRESSION FITTINGS FEMALE COMBINATION ELBOW 25MM X 15MM ½" BSP | 1
8.1.131. | Non Stock | COMPRESSION FITTINGS FEMALE COMBINATION ELBOW 25MM X 20MM ¾" BSP | 1
8.1.132. | Non Stock | COMPRESSION FITTINGS FEMALE COMBINATION ELBOW 25MM X 25MM 1" BSP | 1
8.1.133. | Non Stock | COMPRESSION FITTINGS FEMALE COMBINATION ELBOW 40MM X 40MM 1½" BSP | 1
8.1.134. | Non Stock | COMPRESSION FITTINGS FEMALE COMBINATION ELBOW 50MM X 50MM 2" BSP | 1
8.1.135. | Non Stock | COMPRESSION FITTINGS MALE ADAPTOR (P X MI) 15MM X ½" BSP | 1
8.1.136. | Non Stock | COMPRESSION FITTINGS MALE ADAPTOR (P X MI) 15MM X ¾" BSP | 1
8.1.137. | Non Stock | COMPRESSION FITTINGS MALE ADAPTOR (P X MI) 20MM X ¾" BSP | 1
8.1.138. | Non Stock | COMPRESSION FITTINGS MALE ADAPTOR (P X MI) 20MM X 1" BSP | 1
8.1.139. | Non Stock | COMPRESSION FITTINGS MALE ADAPTOR (P X MI) 25MM X 1" BSP | 1
8.1.140. | Non Stock | COMPRESSION FITTINGS MALE ADAPTOR (P X MI) 25MM X 1¼" BSP | 1
8.1.141. | Non Stock | COMPRESSION FITTINGS MALE ADAPTOR (P X MI) 32MM X 1¼" BSP | 1
8.1.142. | Non Stock | COMPRESSION FITTINGS MANIFOLDS MANIFOLD 2 OUTLET | 1
8.1.143. | Non Stock | COMPRESSION FITTINGS MANIFOLDS MANIFOLD 3 OUTLET | 1
8.1.144. | Non Stock | COMPRESSION FITTINGS MANIFOLDS MANIFOLD 4 OUTLET | 1
8.1.145. | Non Stock | PVC GREEN FLEXIBLE TUBING 4MM X 100M - GREEN | 1
8.1.146. | Non Stock | PVC GREEN FLEXIBLE TUBING 4MM X 600MM - GREEN | 1
8.1.147. | Non Stock | PIPE POLY NON SABS CLASS 3 15MM CLASS 3 | 1
8.1.148. | Non Stock | PIPE POLY NON SABS CLASS 3 20MM CLASS 3 | 1
8.1.149. | Non Stock | PIPE POLY NON SABS CLASS 3 25MM CLASS 3 | 1
8.1.150. | Non Stock | PIPE POLY NON SABS CLASS 3 32MM CLASS 3 | 1
8.1.151. | Non Stock | PIPE POLY NON SABS CLASS 3 40MM CLASS 3 | 1
8.1.152. | Non Stock | PIPE POLY NON SABS CLASS 3 50MM CLASS 3 | 1
8.1.153. | Non Stock | PIPE POLY NON SABS CLASS 6 15MM CLASS 6 | 1
8.1.154. | Non Stock | PIPE POLY NON SABS CLASS 6 20MM CLASS 6 | 1
8.1.155. | Non Stock | PIPE POLY NON SABS CLASS 6 25MM CLASS 6 | 1
8.1.156. | Non Stock | PIPE POLY NON SABS CLASS 6 32MM CLASS 6 | 1
8.1.157. | Non Stock | PIPE POLY NON SABS CLASS 6 40MM CLASS 6 | 1
8.1.158. | Non Stock | PIPE POLY NON SABS CLASS 6 50MM CLASS 6 | 1
8.1.159. | Non Stock | STANDPIPE 15MM X 300MM | 1
8.1.160. | Non Stock | STANDPIPE 15MM X 400MM | 1
8.1.161. | Non Stock | STANDPIPE 15MM X 500MM | 1
8.1.162. | Non Stock | STANDPIPE 15MM X 600MM | 1
8.1.163. | Non Stock | STANDPIPE 15MM X 750MM | 1
8.1.164. | Non Stock | STANDPIPE 15MM X 1000MM | 1
8.1.165. | Non Stock | STANDPIPE 15MM X 1200MM | 1
8.1.166. | Non Stock | STANDPIPE 15MM X 1500MM | 1
8.1.167. | Non Stock | SPRINKLERS & NOZZLES SPRINKLERS: 4" SLIM SPRAY HEAD W/ 12' ADJUSTABLE ARC NOZZLE SATURN III POP-UP GEAR DRIVEN SPRINKLER HEAD | 1
8.1.168. | Non Stock | SPRINKLERS & NOZZLES (ORBIT 5300 SERIES OR SIMILAR APPROVED) | 1
8.1.169. | Non Stock | SPRINKLERS & NOZZLES SPRINKLERS: VOYAGER II PROFESSIONAL POP-UP GEAR DRIVEN SPRINKLER HEAD OR SIMILAR APPROVED | 1
8.1.170. | Non Stock | SPRINKLERS & NOZZLES SPRINKLERS: ROTOR POP-UP SPRINKLERS (RAINBIRD FALCON 6504 ROTOR OR COMPATIBLE) | 1
8.1.171. | Non Stock | SPRINKLERS & NOZZLES SPRINKLERS: HUNTER PGP ULTRA ROTOR SPRINKLER HEADS (OR COMPATIBLE) | 1
8.1.172. | Non Stock | SPRINKLERS & NOZZLES SPRINKLERS: 1/2 IN. OR 3/4 IN. SATELLITE II POP-UP IMPACT SPRINKLER (ORBIT OR SIMILAR APPROVED) | 1
8.1.173. | Non Stock | SPRINKLERS & NOZZLES SPRINKLERS: SIME POP-UP SPORTS GUN (PSG) | 1
8.1.174. | Non Stock | SPRINKLERS & NOZZLES NOZZLE MICRO RAINJET HEAD BLACK ROTATOR 360D MICRO HEAD COMPLETE WITH SPREADER AND NOZZLE. | 1
8.1.175. | Non Stock | SPRINKLERS & NOZZLES STAKE ASSEMBLY - COMPLETE (ASSEMBLED WITH: 450MM STAKE, 600MM TUBE, BARBED ADAPTOR, JET) | 1
8.1.176. | Non Stock | SPRINKLERS & NOZZLES BARBED (DISC): 4MM X 4MM | 1
8.1.177. | Non Stock | SPRINKLERS & NOZZLES THREADED/BARBED: 4MM X 2BA | 1
8.1.178. | Non Stock | SPRINKLERS & NOZZLES NOZZLE PRO 15A SPRAY NOZZLES | 1
8.1.179. | Non Stock | SPRINKLERS & NOZZLES VALVE SOLENOID ORBIT JAR TOP | 1
8.1.180. | Non Stock | SPRINKLERS & NOZZLES AUTOMATIC INLINE JAR-TOP VALVE WITHOUT FLOW CONTROL. BOTH ENDS 1" BSP- THREADED | 1
8.1.181. | Non Stock | SPRINKLERS & NOZZLES VALVE SOLENOID COIL ONLY ORBIT OR COMPATIBLE | 1
8.1.182. | Non Stock | SPRINKLERS & NOZZLES TRANSFORMER INTERCHANGEABLE WITH MOST BRANDS OF 24V TIMERS | 1
8.1.183. | Non Stock | SPRINKLERS & NOZZLES VALVE BOX: 250MM ROUND NO LOCK BLUE / GREEN | 1
8.1.184. | Non Stock | SPRINKLERS & NOZZLES VALVE BOX RECTANGULAR - ECONOMY 460MM X 330MM RECTANGULAR VALVE BOX WITH LID | 1
8.1.185. | Non Stock | SPRINKLERS & NOZZLES VALVE BOX RECTANGULAR IRRIGATION - 380MM X 240MM RECTANGULAR VALVE BOX WITH LID | 1
8.1.186. | Non Stock | Controllers: Irritrol Junior Dc (Or Compatible) | 1
8.1.187. | Non Stock | Controller Orbit Indoor (Or Compatible) 4 Station | 1
8.1.188. | Non Stock | Controller Orbit Indoor (Or Compatible) 6 Station | 1
9.1.1. | NON STOCK | STRAIGHTFIX PVC/HDPE P50X160 | 50
9.1.2. | NON STOCK | STRAIGHTFIX PVC/HDPE P63X200 | 63
9.1.3. | NON STOCK | STRAIGHTFIX PVC/HDPE P75X200 | 75
9.1.4. | NON STOCK | STRAIGHTFIX PVC/HDPE P90X200 | 90
9.1.5. | NON STOCK | STRAIGHTFIX PVC/HDPE P90X250 | 90
9.1.6. | NON STOCK | STRAIGHTFIX PVC/HDPE P90X500 | 90
9.1.7. | NON STOCK | STRAIGHTFIX PVC/HDPE P110X200 | 110
9.1.8. | NON STOCK | STRAIGHTFIX PVC/HDPE P110X250 | 110
9.1.9. | NON STOCK | STRAIGHTFIX PVC/HDPE P110X500 | 110
9.1.10. | NON STOCK | STRAIGHTFIX PVC/HDPE P110X1000 | 110
9.1.11. | NON STOCK | STRAIGHTFIX PVC/HDPE P125X200 | 125
9.1.12. | NON STOCK | STRAIGHTFIX PVC/HDPE P125X500 | 125
9.1.13. | NON STOCK | STRAIGHTFIX PVC/HDPE P140X200 | 140
9.1.14. | NON STOCK | STRAIGHTFIX PVC/HDPE P160X200 | 160
9.1.15. | NON STOCK | STRAIGHTFIX PVC/HDPE P160X500 | 160
9.1.16. | NON STOCK | STRAIGHTFIX PVC/HDPE P160X1000 | 160
9.1.17. | NON STOCK | STRAIGHTFIX PVC/HDPE P180X200 | 180
9.1.18. | NON STOCK | STRAIGHTFIX PVC/HDPE P200X200 | 200
9.1.19. | NON STOCK | STRAIGHTFIX PVC/HDPE P200X500 | 200
9.1.20. | NON STOCK | STRAIGHTFIX PVC/HDPE P200X1000 | 200
9.1.21. | NON STOCK | STRAIGHTFIX PVC/HDPE P225X200 | 225
9.1.22. | NON STOCK | STRAIGHTFIX PVC/HDPE P225X500 | 225
9.1.23. | NON STOCK | STRAIGHTFIX PVC/HDPE P225X1000 | 225
9.1.24. | NON STOCK | STRAIGHTFIX PVC/HDPE P250X500 | 250
9.1.25. | NON STOCK | STRAIGHTFIX PVC/HDPE P250X1000 | 250
9.1.26. | NON STOCK | STRAIGHTFIX PVC/HDPE P280X500 | 280
9.1.27. | NON STOCK | STRAIGHTFIX PVC/HDPE P280X1000 | 280
9.1.28. | NON STOCK | STRAIGHTFIX PVC/HDPE P315X200 | 315
9.1.29. | NON STOCK | STRAIGHTFIX PVC/HDPE P315X500 | 315
9.1.30. | NON STOCK | STRAIGHTFIX PVC/HDPE P315X1000 | 315
9.1.31. | NON STOCK | STRAIGHTFIX PVC/HDPE P355X500 | 355
9.1.32. | NON STOCK | STRAIGHTFIX PVC/HDPE P355X1000 | 355
9.1.33. | NON STOCK | STRAIGHTFIX PVC/HDPE P400X500 | 400
9.1.34. | NON STOCK | STRAIGHTFIX PVC/HDPE P400X1000 | 400
9.1.35. | NON STOCK | STRAIGHTFIX PVC/HDPE P450X500 | 450
9.1.36. | NON STOCK | STRAIGHTFIX PVC/HDPE P450X1000 | 450
9.1.37. | NON STOCK | STRAIGHTFIX PVC/HDPE P500X500 | 500
9.1.38. | NON STOCK | STRAIGHTFIX PVC/HDPE P500X1000 | 500
9.1.39. | NON STOCK | STRAIGHTFIX PVC/HDPE P560X500 | 560
9.1.40. | NON STOCK | STRAIGHTFIX PVC/HDPE P560X1000 | 560
9.1.41. | NON STOCK | STRAIGHTFIX PVC/HDPE P630X500 | 630
9.1.42. | NON STOCK | STRAIGHTFIX PVC/HDPE P630X1000 | 630
9.1.43. | NON STOCK | STRAIGHTFIX PVC/HDPE P710X500 | 710
9.1.44. | NON STOCK | STRAIGHTFIX PVC/HDPE P710X1000 | 710
9.1.45. | NON STOCK | STRAIGHTFIX PVC/HDPE P800X500 | 800
9.1.46. | NON STOCK | STRAIGHTFIX PVC/HDPE P800X1000 | 800
9.1.47. | NON STOCK | STRAIGHTFIX CONCRETE Z100X300 | 150
9.1.48. | NON STOCK | STRAIGHTFIX CONCRETE Z100X500 | 150
9.1.49. | NON STOCK | STRAIGHTFIX CONCRETE Z150X300 | 200
9.1.50. | NON STOCK | STRAIGHTFIX CONCRETE Z150X500 | 200
9.1.51. | NON STOCK | STRAIGHTFIX CONCRETE Z200X300 | 260
9.1.52. | NON STOCK | STRAIGHTFIX CONCRETE Z200X500 | 260
9.1.53. | NON STOCK | STRAIGHTFIX CONCRETE Z300X500 | 380
9.1.54. | NON STOCK | STRAIGHTFIX CONCRETE Z400X500 | 490
9.1.55. | NON STOCK | STRAIGHTFIX DUCTILE IRON H80X200 | 98
9.1.56. | NON STOCK | STRAIGHTFIX DUCTILE IRON H80X250 | 98
9.1.57. | NON STOCK | STRAIGHTFIX DUCTILE IRON H80X350 | 98
9.1.58. | NON STOCK | STRAIGHTFIX DUCTILE IRON H80X500 | 98
9.1.59. | NON STOCK | STRAIGHTFIX DUCTILE IRON H100X200 | 118
9.1.60. | NON STOCK | STRAIGHTFIX DUCTILE IRON H100X250 | 118
9.1.61. | NON STOCK | STRAIGHTFIX DUCTILE IRON H100X350 | 118
9.1.62. | NON STOCK | STRAIGHTFIX DUCTILE IRON H100X500 | 118
9.1.63. | NON STOCK | STRAIGHTFIX DUCTILE IRON H100X1000 | 118
9.1.64. | NON STOCK | STRAIGHTFIX DUCTILE IRON H150X200 | 170
9.1.65. | NON STOCK | STRAIGHTFIX DUCTILE IRON H150X250 | 170
9.1.66. | NON STOCK | STRAIGHTFIX DUCTILE IRON H150X350 | 170
9.1.67. | NON STOCK | STRAIGHTFIX DUCTILE IRON H150X500 | 170
9.1.68. | NON STOCK | STRAIGHTFIX DUCTILE IRON H150X1000 | 170
9.1.69. | NON STOCK | STRAIGHTFIX DUCTILE IRON H200X200 | 222
9.1.70. | NON STOCK | STRAIGHTFIX DUCTILE IRON H200X250 | 222
9.1.71. | NON STOCK | STRAIGHTFIX DUCTILE IRON H200X350 | 222
9.1.72. | NON STOCK | STRAIGHTFIX DUCTILE IRON H200X500 | 222
9.1.73. | NON STOCK | STRAIGHTFIX DUCTILE IRON H200X1000 | 222
9.1.74. | NON STOCK | STRAIGHTFIX DUCTILE IRON H250X200 | 274
9.1.75. | NON STOCK | STRAIGHTFIX DUCTILE IRON H250X250 | 274
9.1.76. | NON STOCK | STRAIGHTFIX DUCTILE IRON H250X350 | 274
9.1.77. | NON STOCK | STRAIGHTFIX DUCTILE IRON H250X500 | 274
9.1.78. | NON STOCK | STRAIGHTFIX DUCTILE IRON H250X1000 | 274
9.1.79. | NON STOCK | STRAIGHTFIX DUCTILE IRON H300X200 | 326
9.1.80. | NON STOCK | STRAIGHTFIX DUCTILE IRON H300X250 | 326
9.1.81. | NON STOCK | STRAIGHTFIX DUCTILE IRON H300X350 | 326
9.1.82. | NON STOCK | STRAIGHTFIX DUCTILE IRON H300X500 | 326
9.1.83. | NON STOCK | STRAIGHTFIX DUCTILE IRON H300X1000 | 326
9.1.84. | NON STOCK | STRAIGHTFIX DUCTILE IRON H350X200 | 378
9.1.85. | NON STOCK | STRAIGHTFIX DUCTILE IRON H350X500 | 378
9.1.86. | NON STOCK | STRAIGHTFIX DUCTILE IRON H350X1000 | 378
9.1.87. | NON STOCK | STRAIGHTFIX DUCTILE IRON H400X200 | 429
9.1.88. | NON STOCK | STRAIGHTFIX DUCTILE IRON H400X500 | 429
9.1.89. | NON STOCK | STRAIGHTFIX DUCTILE IRON H400X1000 | 429
9.1.90. | NON STOCK | STRAIGHTFIX DUCTILE IRON H450X500 | 480
9.1.91. | NON STOCK | STRAIGHTFIX DUCTILE IRON H450X1000 | 480
9.1.92. | NON STOCK | STRAIGHTFIX DUCTILE IRON H500X500 | 532
9.1.93. | NON STOCK | STRAIGHTFIX DUCTILE IRON H500X1000 | 532
9.1.94. | NON STOCK | STRAIGHTFIX DUCTILE IRON H600X500 | 635
9.1.95. | NON STOCK | STRAIGHTFIX DUCTILE IRON H600X1000 | 635
9.1.96. | NON STOCK | STRAIGHTFIX DUCTILE IRON H700X500 | 738
9.1.97. | NON STOCK | STRAIGHTFIX DUCTILE IRON H700X1000 | 738
9.1.98. | NON STOCK | STRAIGHTFIX DUCTILE IRON H800X500 | 842
9.1.99. | NON STOCK | STRAIGHTFIX DUCTILE IRON H800X1000 | 842
9.1.100. | NON STOCK | STRAIGHTFIX DUCTILE IRON H900X500 | 945
9.1.101. | NON STOCK | STRAIGHTFIX DUCTILE IRON H900X1000 | 945
9.1.102. | NON STOCK | STRAIGHTFIX DUCTILE IRON H1000X500 | 1048
9.1.103. | NON STOCK | STRAIGHTFIX DUCTILE IRON H1000X1000 | 1048
9.1.104. | NON STOCK | STRAIGHTFIX DUCTILE IRON H1200X500 | 1255
9.1.105. | NON STOCK | STRAIGHTFIX DUCTILE IRON H1200X1000 | 1255
9.1.106. | NON STOCK | STRAIGHTFIX DUCTILE IRON H1400X1000 | 1462
9.1.107. | NON STOCK | STRAIGHTFIX CAST IRON H80X200 | 93
9.1.108. | NON STOCK | STRAIGHTFIX CAST IRON H80X250 | 93
9.1.109. | NON STOCK | STRAIGHTFIX CAST IRON H80X350 | 93
9.1.110. | NON STOCK | STRAIGHTFIX CAST IRON H80X500 | 93
9.1.111. | NON STOCK | STRAIGHTFIX CAST IRON H100X200 | 118
9.1.112. | NON STOCK | STRAIGHTFIX CAST IRON H100X250 | 118
9.1.113. | NON STOCK | STRAIGHTFIX CAST IRON H100X350 | 118
9.1.114. | NON STOCK | STRAIGHTFIX CAST IRON H100X500 | 118
9.1.115. | NON STOCK | STRAIGHTFIX CAST IRON H100X1000 | 118
9.1.116. | NON STOCK | STRAIGHTFIX CAST IRON H150X200 | 169
9.1.117. | NON STOCK | STRAIGHTFIX CAST IRON H150X250 | 169
9.1.118. | NON STOCK | STRAIGHTFIX CAST IRON H150X350 | 169
9.1.119. | NON STOCK | STRAIGHTFIX CAST IRON H150X500 | 169
9.1.120. | NON STOCK | STRAIGHTFIX CAST IRON H150X1000 | 169
9.1.121. | NON STOCK | STRAIGHTFIX CAST IRON H200X200 | 220
9.1.122. | NON STOCK | STRAIGHTFIX CAST IRON H200X250 | 220
9.1.123. | NON STOCK | STRAIGHTFIX CAST IRON H200X350 | 220
9.1.124. | NON STOCK | STRAIGHTFIX CAST IRON H200X500 | 220
9.1.125. | NON STOCK | STRAIGHTFIX CAST IRON H200X1000 | 220
9.1.126. | NON STOCK | STRAIGHTFIX CAST IRON H250X200 | 271.6
9.1.127. | NON STOCK | STRAIGHTFIX CAST IRON H250X250 | 271.6
9.1.128. | NON STOCK | STRAIGHTFIX CAST IRON H250X350 | 271.6
9.1.129. | NON STOCK | STRAIGHTFIX CAST IRON H250X500 | 271.6
9.1.130. | NON STOCK | STRAIGHTFIX CAST IRON H250X1000 | 271.6
9.1.131. | NON STOCK | STRAIGHTFIX CAST IRON H300X200 | 322.8
9.1.132. | NON STOCK | STRAIGHTFIX CAST IRON H300X250 | 322.8
9.1.133. | NON STOCK | STRAIGHTFIX CAST IRON H300X350 | 322.8
9.1.134. | NON STOCK | STRAIGHTFIX CAST IRON H300X500 | 322.8
9.1.135. | NON STOCK | STRAIGHTFIX CAST IRON H300X1000 | 322.8
9.1.136. | NON STOCK | STRAIGHTFIX CAST IRON H350X200 | 374
9.1.137. | NON STOCK | STRAIGHTFIX CAST IRON H350X500 | 374
9.1.138. | NON STOCK | STRAIGHTFIX CAST IRON H350X1000 | 374
9.1.139. | NON STOCK | STRAIGHTFIX CAST IRON H400X200 | 425.6
9.1.140. | NON STOCK | STRAIGHTFIX CAST IRON H400X500 | 425.6
9.1.141. | NON STOCK | STRAIGHTFIX CAST IRON H400X1000 | 425.6
9.1.142. | NON STOCK | STRAIGHTFIX CAST IRON H450X500 | 476.8
9.1.143. | NON STOCK | STRAIGHTFIX CAST IRON H450X1000 | 476.8
9.1.144. | NON STOCK | STRAIGHTFIX CAST IRON H500X500 | 528
9.1.145. | NON STOCK | STRAIGHTFIX CAST IRON H500X1000 | 528
9.1.146. | NON STOCK | STRAIGHTFIX CAST IRON H600X500 | 630.8
9.1.147. | NON STOCK | STRAIGHTFIX CAST IRON H600X1000 | 630.8
9.1.148. | NON STOCK | STRAIGHTFIX MILD/GALVANISED STEEL H20X100 | 26.9
9.1.149. | NON STOCK | STRAIGHTFIX MILD/GALVANISED STEEL H25X100 | 33.7
9.1.150. | NON STOCK | STRAIGHTFIX MILD/GALVANISED STEEL H40X125 | 48.3
9.1.151. | NON STOCK | STRAIGHTFIX MILD/GALVANISED STEEL H50X150 | 60.3
9.1.152. | NON STOCK | STRAIGHTFIX MILD/GALVANISED STEEL H50X180 | 60.3
9.1.153. | NON STOCK | STRAIGHTFIX MILD STEEL GH125X200 | 133
9.1.154. | NON STOCK | STRAIGHTFIX MILD STEEL GH125X500 | 133
9.1.155. | NON STOCK | STRAIGHTFIX MILD STEEL GH800X500 | 820
9.1.156. | NON STOCK | STRAIGHTFIX MILD STEEL GH800X1000 | 820
9.1.157. | NON STOCK | STRAIGHTFIX MILD STEEL GH1000X500 | 1020
9.1.158. | NON STOCK | STRAIGHTFIX MILD STEEL GH1000X1000 | 1020
9.1.159. | NON STOCK | STRAIGHTFIX MILD STEEL GH1200X500 | 1220
9.1.160. | NON STOCK | STRAIGHTFIX MILD STEEL GH1200X1000 | 1220
9.1.161. | NON STOCK | STRAIGHTFIX MILD STEEL GH1400X500 | 1420
9.1.162. | NON STOCK | STRAIGHTFIX MILD STEEL GH1400X1000 | 1420
9.2.1. | NON STOCK | JOINTFIX PVC/HDPE P50 | 50
9.2.2. | NON STOCK | JOINTFIX PVC/HDPE P63 | 63
9.2.3. | NON STOCK | JOINTFIX PVC/HDPE P75 | 75
9.2.4. | NON STOCK | JOINTFIX PVC/HDPE P90 | 90
9.2.5. | NON STOCK | JOINTFIX PVC/HDPE P110 | 110
9.2.6. | NON STOCK | JOINTFIX PVC/HDPE P125 | 125
9.2.7. | NON STOCK | JOINTFIX PVC/HDPE P140 | 140
9.2.8. | NON STOCK | JOINTFIX PVC/HDPE P160 | 160
9.2.9. | NON STOCK | JOINTFIX PVC/HDPE P180 | 180
9.2.10. | NON STOCK | JOINTFIX PVC/HDPE P200 | 200
9.2.11. | NON STOCK | JOINTFIX PVC/HDPE P225 | 225
9.2.12. | NON STOCK | JOINTFIX PVC/HDPE P250 | 250
9.2.13. | NON STOCK | JOINTFIX PVC/HDPE P280 | 280
9.2.14. | NON STOCK | JOINTFIX PVC/HDPE P315 | 315
9.2.15. | NON STOCK | JOINTFIX PVC/HDPE P355 | 355
9.2.16. | NON STOCK | JOINTFIX PVC/HDPE P400 | 400
9.2.17. | NON STOCK | JOINTFIX PVC/HDPE P450 | 450
9.2.18. | NON STOCK | JOINTFIX PVC/HDPE P500 | 500
9.2.19. | NON STOCK | JOINTFIX PVC/HDPE P560 | 560
9.2.20. | NON STOCK | JOINTFIX PVC/HDPE P630 | 630
9.2.21. | NON STOCK | JOINTFIX PVC/HDPE P710 | 710
9.2.22. | NON STOCK | JOINTFIX PVC/HDPE P800 | 800
9.2.23. | NON STOCK | JOINTFIX CONCRETE Z100 | 150
9.2.24. | NON STOCK | JOINTFIX CONCRETE Z150 | 200
9.2.25. | NON STOCK | JOINTFIX CONCRETE Z200 | 260
9.2.26. | NON STOCK | JOINTFIX CONCRETE Z250 | 320
9.2.27. | NON STOCK | JOINTFIX CONCRETE Z300 | 380
9.2.28. | NON STOCK | JOINTFIX CONCRETE Z300 | 380
9.2.29. | NON STOCK | JOINTFIX CONCRETE Z400 | 490
9.2.30. | NON STOCK | JOINTFIX CONCRETE Z400 | 506
9.2.31. | NON STOCK | JOINTFIX CONCRETE Z500 | 610
9.2.32. | NON STOCK | JOINTFIX CONCRETE Z500 | 600
9.2.33. | NON STOCK | JOINTFIX CONCRETE Z500 | 610
9.2.34. | NON STOCK | JOINTFIX CONCRETE Z600 | 720
9.2.35. | NON STOCK | JOINTFIX CONCRETE Z600 | 710
9.2.36. | NON STOCK | JOINTFIX CONCRETE Z700 | 810
9.2.37. | NON STOCK | JOINTFIX CONCRETE Z700 | 830
9.2.38. | NON STOCK | JOINTFIX CONCRETE Z800 | 920
9.2.39. | NON STOCK | JOINTFIX CONCRETE Z800 | 940
9.2.40. | NON STOCK | JOINTFIX CONCRETE Z900 | 1050
9.2.41. | NON STOCK | JOINTFIX CONCRETE Z1000 | 1140
9.2.42. | NON STOCK | JOINTFIX CONCRETE Z1000 | 1160
9.2.43. | NON STOCK | JOINTFIX CONCRETE Z1200 | 1380
9.2.44. | NON STOCK | JOINTFIX CONCRETE Z1400 | 1600
9.2.45. | NON STOCK | JOINTFIX CONCRETE Z1600 | 1800
9.2.46. | NON STOCK | JOINTFIX DUCTILE IRON H80 | 98
9.2.47. | NON STOCK | JOINTFIX DUCTILE IRON H100 | 118
9.2.48. | NON STOCK | JOINTFIX DUCTILE IRON H150 | 170
9.2.49. | NON STOCK | JOINTFIX DUCTILE IRON H200 | 222
9.2.50. | NON STOCK | JOINTFIX DUCTILE IRON H250 | 274
9.2.51. | NON STOCK | JOINTFIX DUCTILE IRON H300 | 326
9.2.52. | NON STOCK | JOINTFIX DUCTILE IRON H350 | 378
9.2.53. | NON STOCK | JOINTFIX DUCTILE IRON H400 | 429
9.2.54. | NON STOCK | JOINTFIX DUCTILE IRON H450 | 480
9.2.55. | NON STOCK | JOINTFIX DUCTILE IRON H500 | 532
9.2.56. | NON STOCK | JOINTFIX DUCTILE IRON H600 | 635
9.2.57. | NON STOCK | JOINTFIX DUCTILE IRON H700 | 738
9.2.58. | NON STOCK | JOINTFIX DUCTILE IRON H800 | 842
9.2.59. | NON STOCK | JOINTFIX DUCTILE IRON H900 | 945
9.2.60. | NON STOCK | JOINTFIX DUCTILE IRON H1000 | 1048
9.2.61. | NON STOCK | JOINTFIX DUCTILE IRON H1200 | 1255
9.2.62. | NON STOCK | JOINTFIX DUCTILE IRON H1400 | 1462
9.2.63. | NON STOCK | JOINTFIX DUCTILE IRON H1600 | 1668
9.2.64. | NON STOCK | JOINTFIX CAST IRON H80 | 93
9.2.65. | NON STOCK | JOINTFIX CAST IRON H100 | 118
9.2.66. | NON STOCK | JOINTFIX CAST IRON H150 | 169
9.2.67. | NON STOCK | JOINTFIX CAST IRON H200 | 220
9.2.68. | NON STOCK | JOINTFIX CAST IRON H250 | 271.6
9.2.69. | NON STOCK | JOINTFIX CAST IRON H300 | 322.8
9.2.70. | NON STOCK | JOINTFIX CAST IRON H350 | 374
9.2.71. | NON STOCK | JOINTFIX CAST IRON H400 | 425.6
9.2.72. | NON STOCK | JOINTFIX CAST IRON H450 | 476.8
9.2.73. | NON STOCK | JOINTFIX CAST IRON H500 | 528
9.2.74. | NON STOCK | JOINTFIX CAST IRON H600 | 630.8
9.3.1. | NON STOCK | WELDFIX HDPE P110 | 10
9.3.2. | NON STOCK | WELDFIX HDPE P160 | 10
9.3.3. | NON STOCK | WELDFIX HDPE P200 | 10
9.3.4. | NON STOCK | WELDFIX HDPE P250 | 10
9.3.5. | NON STOCK | WELDFIX HDPE P315 | 10
9.4.1. | NON STOCK | BENDFIX PVC/HDPE P20 | 20
9.4.2. | NON STOCK | BENDFIX PVC/HDPE P25 | 25
9.4.3. | NON STOCK | BENDFIX PVC/HDPE P32 | 32
9.4.4. | NON STOCK | BENDFIX PVC/HDPE P40 | 40
9.4.5. | NON STOCK | BENDFIX PVC/HDPE P50 | 50
9.4.6. | NON STOCK | BENDFIX PVC/HDPE P63 | 63
9.4.7. | NON STOCK | BENDFIX PVC/HDPE P75 | 75
9.4.8. | NON STOCK | BENDFIX PVC/HDPE P90 | 90
9.4.9. | NON STOCK | BENDFIX PVC/HDPE P110 | 110
9.4.10. | NON STOCK | BENDFIX PVC/HDPE P160 | 160
9.4.11. | NON STOCK | BENDFIX MILD/GALVANISED STEEL DN15 | 21.3
9.4.12. | NON STOCK | BENDFIX MILD/GALVANISED STEEL DN20 | 26.9
9.4.13. | NON STOCK | BENDFIX MILD/GALVANISED STEEL DN25 | 33.7
9.4.14. | NON STOCK | BENDFIX MILD/GALVANISED STEEL DN32 | 48.3
9.4.15. | NON STOCK | BENDFIX MILD/GALVANISED STEEL DN40 | 60.3
9.4.16. | NON STOCK | BENDFIX MILD/GALVANISED STEEL DN50 | 60.3
9.4.17. | NON STOCK | BENDFIX MILD/GALVANISED STEEL DN65 | 76.1
9.4.18. | NON STOCK | BENDFIX MILD/GALVANISED STEEL DN80 | 88.9
9.4.19. | NON STOCK | BENDFIX MILD/GALVANISED STEEL DN100 | 114.3
9.5.1. | NON STOCK | TEEFIX PVC/HDPE P20 | 20
9.5.2. | NON STOCK | TEEFIX PVC/HDPE P25 | 25
9.5.3. | NON STOCK | TEEFIX PVC/HDPE P32 | 32
9.5.4. | NON STOCK | TEEFIX PVC/HDPE P40 | 40
9.5.5. | NON STOCK | TEEFIX PVC/HDPE P50 | 50
9.5.6. | NON STOCK | TEEFIX PVC/HDPE P63 | 63
9.5.7. | NON STOCK | TEEFIX PVC/HDPE P75 | 75
9.5.8. | NON STOCK | TEEFIX PVC/HDPE P90 | 90
9.5.9. | NON STOCK | TEEFIX PVC/HDPE P110 | 110
9.5.10. | NON STOCK | TEEFIX PVC/HDPE P160 | 160
9.5.11. | NON STOCK | TEEFIX MILD/GALVANISED STEEL DN15 | 21.3
9.5.12. | NON STOCK | TEEFIX MILD/GALVANISED STEEL DN20 | 26.9
9.5.13. | NON STOCK | TEEFIX MILD/GALVANISED STEEL DN25 | 33.7
9.5.14. | NON STOCK | TEEFIX MILD/GALVANISED STEEL DN32 | 48.3
9.5.15. | NON STOCK | TEEFIX MILD/GALVANISED STEEL DN40 | 60.3
9.5.16. | NON STOCK | TEEFIX MILD/GALVANISED STEEL DN50 | 60.3
9.5.17. | NON STOCK | TEEFIX MILD/GALVANISED STEEL DN65 | 76.1
9.5.18. | NON STOCK | TEEFIX MILD/GALVANISED STEEL DN80 | 88.9
9.5.19. | NON STOCK | TEEFIX MILD/GALVANISED STEEL DN100 | 114.3
9.6.1. | NON STOCK | UNIONFIX MILD/GALVANISED STEEL DN15 | 21.3
9.6.2. | NON STOCK | UNIONFIX MILD/GALVANISED STEEL DN20 | 26.9
9.6.3. | NON STOCK | UNIONFIX MILD/GALVANISED STEEL DN25 | 33.7
9.6.4. | NON STOCK | UNIONFIX MILD/GALVANISED STEEL DN32 | 48.3
9.6.5. | NON STOCK | UNIONFIX MILD/GALVANISED STEEL DN40 | 60.3
9.6.6. | NON STOCK | UNIONFIX MILD/GALVANISED STEEL DN50 | 60.3
9.6.7. | NON STOCK | UNIONFIX MILD/GALVANISED STEEL DN65 | 76.1
9.6.8. | NON STOCK | UNIONFIX MILD/GALVANISED STEEL DN80 | 88.9
9.6.9. | NON STOCK | UNIONFIX MILD/GALVANISED STEEL DN100 | 114.3
9.8. | NON STOCK | SOCKETFIX MILD/GALVANISED STEEL H40 | 48.3
9.8.1. | NON STOCK | SOCKETFIX MILD/GALVANISED STEEL H50 | 60.3
9.8.2. | NON STOCK | SOCKETFIX MILD/GALVANISED STEEL H65 | 76.1
9.9.1. | NON STOCK | AGRIFIX Ø50 | 1
9.9.2. | NON STOCK | AGRIFIX Ø63 | 1
9.9.3. | NON STOCK | AGRIFIX Ø75 | 1
9.9.4. | NON STOCK | AGRIFIX Ø90 | 1
9.9.5. | NON STOCK | AGRIFIX Ø110 | 1
9.9.6. | NON STOCK | AGRIFIX Ø125 | 1
9.9.7. | NON STOCK | AGRIFIX Ø140 | 1
9.9.8. | NON STOCK | AGRIFIX Ø160 | 1
9.9.9. | NON STOCK | AGRIFIX Ø200 | 1
9.9.10. | NON STOCK | AGRIFIX Ø225 | 1
9.9.11. | NON STOCK | AGRIFIX Ø250 | 1
9.9.12. | NON STOCK | AGRIFIX Ø315 | 1
9.9.13. | NON STOCK | AGRIFIX Ø355 | 1
9.9.14. | NON STOCK | AGRIFIX Ø400 | 1
10.1 | NON STOCK | PLASTIC TOILET DOOR TO FIT ON CAPE CONCRETE / INFRASET CONCRETE TOILET STRUCTURES 820mm (wide) x 1800mm (high) | 25
10.2 | NON STOCK | PLASTIC TOILET DOOR TO FIT ON CAPE CONCRETE / INFRASET CONCRETE TOILET STRUCTURES 820mm (wide) x 1800mm (high) 865mm (wide) x 1800mm (high) | 25